## Guidance
BREEAM In-Use International V6 Building Management (Part 2): Energy Allocation Calculator
Why has this been developed?
Currently within the BREEAM In-Use International Version 6 (BIU v6) Part 2 Energy Calculator an asset is not able to use apportioned, calculated, or estimated energy consumption data. This was to ensure that consistent data was used when assessing against the BREEAM In-Use International Version 6 scheme. By insisting that all data entered relate directly to the asset that is being assessed, it means that the performance of assets can be compared robustly against each other. We are aware that this created a significant challenge for assets where it was not feasible to sub-meter all fuels and energy sources. As a consequence the operational energy performance of many assets could not be assessed or rewarded in BIU v6. There was therefore a need to provide an alternative methodology which provides flexibility for users, while retaining consistency to facilitate robust comparisons. This Energy Allocation methodology provides a solution for that challenge. The BIU v6 Energy Allocation Calculator is intended to be used as part of a BIU v6 assessment only; It cannot be used to provide accurate energy consumption breakdown in multi-function/system contexts. BRE Global cannot accept any liabilities for variations in the performance of buildings or other assets from the results obtained through the use of this Energy Allocation Calculator, and therefore it should not be used as the basis for making decisions on enhancement and investment actions.
Which assessments should use this methodology?
This methodology is designed for assessments which are not able to provide comprehensive metered data that directly relate to the asset floor area. If this method is used, all metered energy sources that provide any energy to the assessed area must be recorded within the Energy Allocation Calculator. Assessors must read this guidance before proceeding to assess assets using this methodology to establish whether the asset is eligible.
Are the same number of credits available?
This method enables Assessors to enter energy consumption data which cover larger areas that encompass the assessed area, in addition to data that relates only to the assessed area. It allocates energy consumption to the asset based on floor area, which is then compared to the relevant operational benchmark. However, to reflect the uncertainty associated with the Allocation process the scoring is adjusted accordingly to how closely the metering/sub-metering strategy corresponds to the floor area of the asset. For example, where energy consumption is sub-metered over a floor area which is 20% larger than that of the assessed asset, all the resulting carbon emissions are assigned to asset. This will result in fewer credits being awarded compared to if the asset was fully sub-metered. This approach encourages users to improve their metering strategies as only assets where all energy consumptions are separately metered over the correct floor areas will be eligible for the maximum number of credits. Refer to the ‘Results tab’ below for further information.
Full Guidance
Asset Information tab
The Assessor must complete a series of questions regarding the asset being assessed. Some of these replicate those on the online platform (including Asset Type and respective floor areas), while others require more detailed inputs.
Consumption Data tab
Unlike the BIU v6 Part 2 Energy Calculator found in the Online Platform, the Energy Allocation method requires data to be entered for each meter and fuel type, rather than by fuel type alone. Each row within the table represents a different meter within the asset. Information is provided below regarding each data entry point required for each meter, with guidance explaining how to complete this.
Meter ID: This is a unique number allocated to each meter for the BIU assessment, which is allocated automatically and is fixed. These numbers are only used to help support the Quality Assurance (QA) process. For example, if further information is needed for one of the meters during an Audit, this number allows the QA Team to quickly and clearly outline to the Assessor where the clarification is required.
Meter reference number (optional): This is an available entry field provided to help the Assessor identify the meter when undertaking discussions with the client. For example this could be the unique meter reference number used by the energy provider.
Description: This free text entry is designed to help Assessors identify the building servicing systems and floor area served by the meter. For example ‘Ground floor lighting’.
Fuel type: The Assessor must select from the drop-down menu which fuel type the meter is monitoring. The list is taken directly from the BIU v6 Part 2 Energy Calculator list.
Consumption start date: This is the date in which the start meter reading was taken. This should be in DD-MMM-YY format (i.e. 01-Jan-2017). Note: the period between the start date and the end date must be between 11 and 13 months.
Consumption end date: This is the date in which the end meter reading was taken. This should be in DD-MMM-YY format (i.e. 01-Jan-2018). Note: the period between the start date and the end date must be between 11 and 13 months.
End-uses: These questions identify which end-uses the meter is monitoring. If the meter is monitoring energy consumption from the following end-uses then the Assessor should select ‘Yes’ in all columns that are relevant: - Space heating (Main system) - Space cooling (Main system) - Ventilation - Domestic hot water - Supplementary space heating or cooling - Other consumption (lighting, small power etc.) Note: if the meter is only monitoring ‘Electricity (Exported)’ to the grid (e.g. a solar photovoltaic array), the Assessor should select ‘No’ for all the end-uses.
Total annual consumption (kWh): This is the total amount of energy (in kWh) which has been measured from that meter within the period outlined between the ‘Consumption start date’ and the ‘Consumption end date’. Note: where the period outlined between the ‘Consumption start date’ and the ‘Consumption end date’ does not exactly equal 12 months, the Allocation tool adjusts the ‘Total annual consumption (kWh)’ to take account for this difference in period. For example, where the period covers 350 days rather than 365 days, the tool will simply divide the figure entered by the number of days it is covered by, and multiply this by 365. This ensures that all meters for all projects have comparable data.
Total area metered: This is asking for the total floor area that is covered by the specific meter (m²). Example: A retail building has three different tenants as well as a common area. The asset owner wants to certify the common area only, but the meter which measures the energy consumption for lighting relates to the whole building (common area and tenant spaces). Here the Assessor should enter the total floor area that is covered by this meter, which is both the common area and tenant spaces (3,500m²).
Assessed area metered: This question is looking to determine the total amount of assessed area that is covered by this meter (m²). Example: Using the scenario above, the Assessor should enter the floor area for the common area only (500m²).
Serviced floor area: Where ‘Yes’ has been selected for more than one end-use within the ‘End-use’ questions (i.e. a single meter monitoring two or more end-uses, such as cooling and heating) the Assessor must confirm whether the end-uses are servicing the same floor area. This is to ensure that we can robustly apportion the consumption data. Example 1: Using the same scenario above, consider a situation where there is one meter covering cooling and heating for the whole building. The heating being metered serves Tenant 1 & Tenant 2 only, while the cooling serves the whole building. In this situation there is no way for us to apportion this data based on floor area. This is because there is 2,000m² of the building is being heated, while 3,500m² of the building is being cooled. There is no way for us to allocate the energy consumption related to heating or cooling for these spaces. In this situation the Assessor would need to answer ‘No’ to this question. Note: Answering ‘No’ to this question for any meter means that this asset cannot be assessed using the Energy Allocation method.
Example 2: Using the same building, if the meter covered heating and cooling systems which serviced the same areas, then the Assessor can select ‘Yes’ for this question. This would allow them to continue with the Energy Allocation method.
Allocated consumption (kWh): This figure is calculated in the tool automatically. It uses the ‘Total annual consumption (kWh)’ (after it has been adjusted to a 12 month period), and determines the proportion of this consumption which is related to the assessed floor area. This is undertaken with the following calculation: ‘Allocated consumption (kWh)’ = ‘Total annual consumption (kWh)’ x [‘Assessed area metered’ / ‘Total area metered’]
Feedback: This is to provide guidance to Assessors when completing the tool. This will help to inform Assessors if certain cells within the Excel spreadsheet have failed to be completed or have been completed incorrectly.
Assessor Verification Comments: As the Assessor is undertaking their audit on a meter-level approach, rather than by individual fuel types, the Assessor will not need to complete detailed Assessor comments within the BREEAM In-Use International Version 6 Online Platform. Instead the Online Platform should contain Assessor comments outlining that the Energy Allocation method has been used, and that all Assessor comments are contained within the associated Energy Allocation Excel tool. Therefore, this space in the Excel tool enables the Assessor to provide verification comments, however the comments are now on a meter-level rather than by fuel type. This is the same for supporting evidence also. Please see the following Knowledge Base entries to help support Assessors with this:
KBCN0962 (click here)
KBCN1019 (click here)
Results tab
This table demonstrates two outputs. Both need to be entered into the BIU v6 online platform in order to determine the number of credits achieved.
Allocated energy use (kWh): This is the energy for each particular fuel type which has been ‘Allocated’ to the assessed area using the methodology explained above. Once the tool has been completed, these results should be directly entered into the respective question within the BIU v6 Online Platform. For example, ‘ENE 19 - Electricity’ should be entered into 'ENE 19 - Electricity' in the Online Platform.
Percentage of credits available: This is the percentage of credits available using this methodology. The tool determines this by considering the relationship between the ‘Allocated energy use (kWh)’, as well as the ‘Maximum energy consumption’. The ‘Maximum energy consumption’ is the total amount of energy metered prior to the Allocation method. This is assuming the worst-case scenario, which assumes that all of the metered energy consumption entered into the Energy Allocation tool is consumed within the assessed area. The tool then uses this information to determine the ‘Percentage of credits available’ as follows: The tool first converts both the ‘Allocated energy use (kWh)’ and the ‘Maximum energy consumption’ into carbon related impact (using the BIU v6 carbon factors). Next the tool compares the total related emissions for the ‘Allocated energy use (kWh)’ and the ‘Maximum energy consumption’. The ratio of ‘Allocated energy use’ to ‘Maximum energy use’ determines the ‘Percentage of credits available’. For example, if the ‘Maximum energy use’ has a carbon impact of 1,000 kgCO2e and the ‘Allocated energy use’ has a carbon impact of 750 kgCO2e then 75% of the credits would be available within the Allocated Energy method. The ‘Percentage of credits available’ must be entered into the BIU v6 Online Platform, along with the ‘Allocated energy use (kWh)’ for each fuel type. This will then determine the number of credits achieved.
Submission
When Assessors are ready to submit, they must ensure the following is undertaken:
1. The completed Energy Allocation Calculator needs to be provided as evidence.
2. The completed Energy Allocation Calculator should contain Assessor comments related to each row (i.e. each meter), see relevant Knowledge Base entry (KBCN0962).
3. The completed Energy Allocation Calculator should be supported by evidence related to each row in the tool (i.e. each meter), see relevant Knowledge Base entry (KBCN1019).
4. In the BIU V6 Online Platform, Assessors should select the ‘Energy Allocation Method’ within Scoping Question 1 (SQ1) of the Management Performance (Part 2) Energy Category.
5. In the BIU v6 Online Platform, Assessors should now enter the ‘Percentage of credits available’ (found in the 'Results' tab) into Scoping Question 1a (SQ1a) of the Management Performance (Part 2) Energy Category.
6. In the BIU v6 Online Platform, Assessors should enter a 12 month reporting period for each fuel type (i.e. 01/May/2019 & 30/Apr/2020) into ENE 19a. This will ensure that the calculator can operate.
7. In the BIU v6 Online Platform, Assessors should enter the ‘Allocated energy use’ for each fuel type, found in the 'Results' tab.

## Asset Information
BREEAM In-Use International V6 Building Management (Part 2): Energy Allocation Calculator
Assessor feedback | Please enter the 'Asset name' below
Assessment Information
Asset name
Adress
Assessed area (m²)
Total building area (m²)
Assessor name
Asset Background
In what country is the asset located? | Netherlands
Asset Type 1 (main asset type)
Asset Type 1 Internal floor area (m2)
Asset type 2
Asset Type 2 Internal floor area (m2)
Asset type 3
Asset Type 3 Internal floor area (m2)
Asset type 4
Asset Type 4 Internal floor area (m2)
Asset type 5
Asset Type 5 Internal floor area (m2)
District Systems
If applicable, what is the carbon intensity of the district heating system in kgCO2e/kWh?
If applicable, what is the carbon intensity of the district cooling system in kgCO2e/kWh?
Zones must comprise contigours areas that are served by the same submeters across all fuels
Zone | Zone name | Part of assessed area
1 | Tenant 1 | yes
2 | Tenant 2 | yes
3 | Common area | yes
4 | Extra | no
5
6
7
8
9
10
11
12
13
14
15
16
17
18
19
20
21
22
23
24
25
26
27
28
29
30
31
32
33
34
35
36
37
38
39
40
41
42
43
44
45
46
47
48
49
50
51
52
53
54
55
56
57
58
59
60
61
62
63
64
65
66
67
68
69
70
71
72
73
74
75
76
77
78
79
80
81
82
83
84
85
86
87
88
89
90
91
92
93
94
95
96
97
98
99
100
101
102
103
104
105
106
107
108
109
110
111
112
113
114
115
116
117
118
119
120
121
122
123
124
125
126
127
128
129
130
131
132
133
134
135
136
137
138
139
140
141
142
143
144
145
146
147
148
149
150
151
152
153
154
155
156
157
158
159
160
161
162
163
164
165
166
167
168
169
170
171
172
173
174
175
176
177
178
179
180
181
182
183
184
185
186
187
188
189
190
191
192
193
194
195
196
197
198
199
200
201
202
203
204
205
206
207
208
209
210
211
212
213
214
215
216
217
218
219
220
221
222
223
224
225
226
227
228
229
230
231
232
233
234
235
236
237
238
239
240
241
242
243
244
245
246
247
248
249
250
251
252
253
254
255
256
257
258
259
260
261
262
263
264
265
266
267
268
269
270
271
272
273
274
275
276
277
278
279
280
281
282
283
284
285
286
287
288
289
290
291
292
293
294
295
296
297
298
299
300
301
302
303
304
305
306
307
308
309
310
311
312
313
314
315
316
317
318
319
320
321
322
323
324
325
326
327
328
329
330
331
332
333
334
335
336
337
338
339
340
341
342
343
344
345
346
347
348
349
350
351
352
353
354

## Consumption Data
BREEAM In-Use International V6 Building Management (Part 2): Energy Allocation Calculator
Once data all data entered press "Calculate" and floorarea data will be automatically calculated for each meter. If any changes are made to the data press "Calculate" to update the floorarea | Once data all data entered press "Calculate" and floorarea data will be automatically calculated for each meter. If any changes are made to the data press "Calculate" to update the floorarea
Zones | Zones | Meter ID | Meter reference number (optional) | Description | Fuel type (please select) | Consumption start date | Consumption end date | End uses | [5 empty] | Total annual consumption (kWh) |  | Total area metered (m²) | Assessed area metered (m²) | Serviced floor area | Allocated consumption (kWh) | Feedback | Assessor Verification Comment
Zones served by meter (comma separated) | Zones served by meter (comma separated) | This is used for the purposes of the BREEAM In-Use Assessment only | The method used to identify the meter within the organisation/country | For example: Heating ground floor | Please select fuel type from drop down menu. | This is the date in which the start meter reading was taken. This should be in the following format: DD-MMM-YY | This is the date in which the end meter reading was taken. This should be in the following format: DD-MMM-YY | Does this meter record any consumption related to space heating (main system)? | Does this meter record any consumption related to space cooling (main system)? | Does this meter record any consumption related to ventilation? | Does this meter record any consumption related to domestic hot water? | Does this meter record any consumption related to supplementary space heating or cooling? | Does this meter record any other consumption (lighting, small power etc.)? | Total consumption for the meter in kWh for the assessment period | Total metered consumption in kWh (adjusted to create a 12 month period) | Total floor area that is covered by this meter (m²). This could include both assessed and non-assessed area. | Total amount of assessed area that is covered by this meter (m²) | Are the selected end-uses servicing exactly the same floor area within the asset? | Total consumption related to this assessment from this meter | This feedback is designed to help Assessors complete the tool | This replaces the Assessor Comments function, as seen within the BREEAM In-Use Online Platform. Please review the following Knowledge Base Compliance Notes, which can support Assessors: - KBCN0962 - KBCN1019
1,2,6,9,32 | 1,2,6,9,32 | Example | Meter Number 120 | Ground floor electricity | Electricity | 2017-01-01 | 2018-01-01 | No | No | No | No | No | Yes | 152750 | 152750 | 675 | 350 |  | 79203.7037 | ✔ Complete | The consumption figure used within this row was obtained through an export of the Building Management System (BMS). This consumption can be seen within the evidence "BMS Export Consumption Data 2017". Please see cells A6:N6 for consumption data related to this meter, this also clearly demonstrates the strart and end dates of the readings. The Facility Manager for the asset has confirmed that the consumption data for this entry is correct, and that it relates to the relevant proportion of assessed area - this can be seen in the following evidence "Facility Manager- Consumption Confirmation".
1,2 | 1,2 | 1 | [12 empty] | 0 |  |  | Yes | 0 | Please enter a description for the meter
3 | 3 | 2 | [12 empty] | 0 |  |  |  | 0 | Please enter a description for the meter
1,2,3 | 1,2,3 | 3 | [12 empty] | 0 |  |  |  | 0 | Please enter a description for the meter
2 | 2 | 4 | [12 empty] | 0 |  |  |  | 0 | Please enter a description for the meter
1 | 1 | 5 | [12 empty] | 0 |  |  |  | 0 | Please enter a description for the meter
1,3 | 1,3 | 6 | [12 empty] | 0 |  |  |  | 0 | Please enter a description for the meter
4 | 4 | 7 | [12 empty] | 0 |  |  |  | 0 | Please enter a description for the meter
|  | 8 | [12 empty] | 0 |  |  |  | 0 | Please enter a description for the meter
|  | 9 | [12 empty] | 0 |  |  |  | 0 | Please enter a description for the meter
|  | 10 | [12 empty] | 0 |  |  |  | 0 | Please enter a description for the meter
|  | 11 | [12 empty] | 0 |  |  |  | 0 | Please enter a description for the meter
|  | 12 | [12 empty] | 0 |  |  |  | 0 | Please enter a description for the meter
|  | 13 | [12 empty] | 0 |  |  |  | 0 | Please enter a description for the meter
|  | 14 | [12 empty] | 0 |  |  |  | 0 | Please enter a description for the meter
|  | 15 | [12 empty] | 0 |  |  |  | 0 | Please enter a description for the meter
|  | 16 | [12 empty] | 0 |  |  |  | 0 | Please enter a description for the meter
|  | 17 | [12 empty] | 0 |  |  |  | 0 | Please enter a description for the meter
|  | 18 | [12 empty] | 0 |  |  |  | 0 | Please enter a description for the meter
|  | 19 | [12 empty] | 0 |  |  |  | 0 | Please enter a description for the meter
|  | 20 | [12 empty] | 0 |  |  |  | 0 | Please enter a description for the meter

## Results
BREEAM In-Use International V6 Building Management (Part 2): Energy Allocation Calculator
Results | Allocated energy use (kWh)
Ene 19 - mains supplied electricity | 0
Ene 19 - Natural gas | 0
Ene 19 - Burning oil/kerosene | 0
Ene 19 - Gas oil | 0
Ene 19 - Fuel oil | 0
Ene 19 - Diesel | 0
Ene 19 - LPG | 0
Ene 19 - Other petroleum gas | 0
Ene 19 - Coal | 0
Ene 19 - Biodiesels | 0
Ene 19 - Landfill gas | 0
Ene 19 - Other biogas | 0
Ene 19 - Wood | 0
Ene 19 - Renewable heat source or renewable cooling source | 0
Ene 19 - District heating | 0
Ene 19 - District cooling | 0
Ene 21 - renewable electricity generated onsite | 0
I (the Assessor) confirm that I have read KBCN0962, and have provided compliant Assessor comments within the Consumption Data tab |  | 0 | 0
I (the Assessor) confirm that I have complied with the requirements outlined in the 'Submission' section of the 'Guidance' tab |  | 0
Number of credits achieved based on the Energy Allocation method | Please complete the 'Asset Information' tab
Number of exemplary credits achieved based on the Energy Allocation method | Please complete the 'Asset Information' tab
Final percentage of credits available | #DIV/0!

## Schedule Of Changes
BREEAM In-Use International V6 Building Management (Part 2): Energy Allocation Calculator
Current version | Release date | Description of changes/additions to previous versions
0.0 | 2020-05-11 | BREEAM In-Use International (SD6063) - V6.0.0 Go-Live version
Previous version | Release date | Description of changes/additions to previous versions
N/A | N/A | N/A

## Data Validation (hidden)
Fuel | Allocated consumption | Associated emissions (kgCO2) | Maximum consumption | Associated emissions (kgCO2)
mains supplied electricity | 0 | 0 | 0 | 0 | #DIV/0!
Natural gas | 0 | 0 | 0 | 0
Burning oil/kerosene | 0 | 0 | 0 | 0
Gas oil | 0 | 0 | 0 | 0
Fuel oil | 0 | 0 | 0 | 0
Diesel | 0 | 0 | 0 | 0
LPG | 0 | 0 | 0 | 0 | #DIV/0!
Other petroleum gas | 0 | 0 | 0 | 0
Coal | 0 | 0 | 0 | 0
Biodiesels | 0 | 0 | 0 | 0
Landfill gas | 0 | 0 | 0 | 0
Other biogas | 0 | 0 | 0 | 0
Wood | 0 | 0 | 0 | 0
Renewable heat source or renewable cooling source | 0 | 0 | 0 | 0
District heating | 0 | 0 | 0 | 0
District cooling | 0 | 0 | 0 | 0
renewable electricity generated onsite | 0 | 0 | 0 | 0
| Total | Total | Total | Total | Difference between Max and Allocated | Final percentage of credits available
| 0 | 0 | 0 | 0 | 0 | #DIV/0!
[30 empty] | 20 | 0 | 0 | 0 | 0 | 0 | 0 | 0 | 0 | 0 | 0 | 0 | 0 | 0 | 0 | 0
[30 empty] | Please enter a description for the meter | Please enter the fuel type recorded by this meter | Please enter a start date for the metered consumption data | Please enter an end date for the metered consumption data | ✖ It is not possible to Allocate consumption data where the total reporting period for the meter is not between 11 and 13 months. | ✖ It is not possible to Allocate consumption data where the total reporting period for the meter is not between 11 and 13 months. | Please select whether each end use is recorded by this meter | Please enter the total consumption recorded by the meter | Please enter whether all of the selected end uses cover/serve exactly the same floor area? | ✖ It is not possible to Allocate consumption data which has multiple end uses that do not service the same floor area | Please enter the 'Total area metered' | ✖ The 'Total area metered' must be equal to, or smaller than the 'Total building area (m²)' captured on the 'Asset Information' tab | Please enter the 'Assessed area metered' | ✖ The 'Assessed area metered' must be equal to, or smaller than the 'Total area metered' | ✖ The 'Assessed area metered' must be equal to, or smaller than the total 'Assessed area' captured on the 'Asset Information' tab | ✔ Complete (Remember to complete the Assessor Verification Comments) | Asset name | 0 | Please enter the 'Asset name' below | Please enter the 'Property number' below, starting PRY | Please enter the 'Assessment number' below, starting AST | Please enter the floor area for the 'Assessed area (m²)' | Please enter the total floor area for the entire building below, 'Total building area (m²)'. This must be larger than the figure used for the Assessed area (m²) | Please enter the name of the Assessor below, 'Assessor name' | Please enter the country which the asset is located below | Please enter an Asset Type below | Please enter the GIA for the Asset Type(s) listed below | ✖ Ensure that the 'Assessed Area (m²)' is equal to the sum of all the Asset Type floor areas | ✔ Proceed to the 'Consumption Data' tab once complete
|  |  |  | Meter reference | Meter reference number (optional) | Description | Fuel type (please select) | Start Date | End Date | Total Days | Start Date | End Date | Years | Months | Days | Acceptable date range? (1=Yes, 0=No) | Heating | Cooling | Ventilation | Hot water | Decentralised H & C | Electricity | Total consumption (kWh) | Total consumption (kWh) adjusted to 12 months | Total area metered (m²) | Assessed area metered (m²) | Serviced floor area | Apportioned annual energy consumption (kWh) | Comment | Has a meter description been provided? | Has a fuel type been provided? | Has a start date for the metered consumption data been entered? | Has an end date for the metered consumption data been entered? | Is the date over 11 months? | Is the date under 13 months? | Has the end use data been completed? | Has the total consumption been provided? | Has the assessor determined whether the end uses cover/serve exactly the same floor area? | Has multiple end uses been selected? Do the end uses cover/serve exactly the same floor area? | Has the user entered a floor area for the meter coverage? | Is the total area covered by this meter smaller, or equal to, the total asset area on the Asset Information tab? | Has the user entered the amount of assessed area which is covered by this meter? | Is the assessed area smaller, or equal to, the total metered area? | Is the assessed area included within this meter smaller, or equal to, the total assessed area on the Asset Information tab? | Can we accept the data? (inverted data validation) | Property number (PRY XXXXX XXXXX) | 0 | Has an asset name been provided? | Has a PRY number been added? | Has a AST number been added? | Has the assessed floor area been entered? | Has the total asset area been entered? | Has the Assessor name been entered? | Has the country of location been entered? | Has an asset type been selected? | Has the GIA been entered for the different asset types | Is the Assessed Area equal to the sum of all the Asset Types? | Can we proceed?
|  |  |  | 1 | 0 | 0 | 0 | 0 | 0 | 0 | 0 | 0 | 0 | 0 | 0 | 0 | 0 | 0 | 0 | 0 | 0 | 0 | 0 | 0 | 0 | 0 | Yes | 0 | Please enter a description for the meter | FALSE | FALSE | FALSE | FALSE | FALSE | FALSE | FALSE | FALSE | TRUE | TRUE | FALSE | TRUE | FALSE | TRUE | TRUE | FALSE | Assessment number (AST XXXXX XXXXX) | #REF! | FALSE | FALSE | FALSE | FALSE | FALSE | FALSE | TRUE | FALSE | FALSE | TRUE | FALSE
|  |  |  | 2 | 0 | 0 | 0 | 0 | 0 | 0 | 0 | 0 | 0 | 0 | 0 | 0 | 0 | 0 | 0 | 0 | 0 | 0 | 0 | 0 | 0 | 0 | 0 | 0 | Please enter a description for the meter | FALSE | FALSE | FALSE | FALSE | FALSE | FALSE | FALSE | FALSE | TRUE | TRUE | FALSE | TRUE | FALSE | TRUE | TRUE | FALSE | Assessed area (m²) | 0
|  |  |  | 3 | 0 | 0 | 0 | 0 | 0 | 0 | 0 | 0 | 0 | 0 | 0 | 0 | 0 | 0 | 0 | 0 | 0 | 0 | 0 | 0 | 0 | 0 | 0 | 0 | Please enter a description for the meter | FALSE | FALSE | FALSE | FALSE | FALSE | FALSE | FALSE | FALSE | TRUE | TRUE | FALSE | TRUE | FALSE | TRUE | TRUE | FALSE | Total asset area (m²) | 0
|  |  |  | 4 | 0 | 0 | 0 | 0 | 0 | 0 | 0 | 0 | 0 | 0 | 0 | 0 | 0 | 0 | 0 | 0 | 0 | 0 | 0 | 0 | 0 | 0 | 0 | 0 | Please enter a description for the meter | FALSE | FALSE | FALSE | FALSE | FALSE | FALSE | FALSE | FALSE | TRUE | TRUE | FALSE | TRUE | FALSE | TRUE | TRUE | FALSE | Assessor name | 0
|  |  |  | 5 | 0 | 0 | 0 | 0 | 0 | 0 | 0 | 0 | 0 | 0 | 0 | 0 | 0 | 0 | 0 | 0 | 0 | 0 | 0 | 0 | 0 | 0 | 0 | 0 | Please enter a description for the meter | FALSE | FALSE | FALSE | FALSE | FALSE | FALSE | FALSE | FALSE | TRUE | TRUE | FALSE | TRUE | FALSE | TRUE | TRUE | FALSE | In what country is the asset located? | Netherlands
|  |  |  | 6 | 0 | 0 | 0 | 0 | 0 | 0 | 0 | 0 | 0 | 0 | 0 | 0 | 0 | 0 | 0 | 0 | 0 | 0 | 0 | 0 | 0 | 0 | 0 | 0 | Please enter a description for the meter | FALSE | FALSE | FALSE | FALSE | FALSE | FALSE | FALSE | FALSE | TRUE | TRUE | FALSE | TRUE | FALSE | TRUE | TRUE | FALSE | Asset Type 1 (main asset type) | 0
|  |  |  | 7 | 0 | 0 | 0 | 0 | 0 | 0 | 0 | 0 | 0 | 0 | 0 | 0 | 0 | 0 | 0 | 0 | 0 | 0 | 0 | 0 | 0 | 0 | 0 | 0 | Please enter a description for the meter | FALSE | FALSE | FALSE | FALSE | FALSE | FALSE | FALSE | FALSE | TRUE | TRUE | FALSE | TRUE | FALSE | TRUE | TRUE | FALSE | Asset Type 1 Gross Internal Area (GIA), m2 | 0
|  |  |  | 8 | 0 | 0 | 0 | 0 | 0 | 0 | 0 | 0 | 0 | 0 | 0 | 0 | 0 | 0 | 0 | 0 | 0 | 0 | 0 | 0 | 0 | 0 | 0 | 0 | Please enter a description for the meter | FALSE | FALSE | FALSE | FALSE | FALSE | FALSE | FALSE | FALSE | TRUE | TRUE | FALSE | TRUE | FALSE | TRUE | TRUE | FALSE | Asset type 2 | 0
|  |  |  | 9 | 0 | 0 | 0 | 0 | 0 | 0 | 0 | 0 | 0 | 0 | 0 | 0 | 0 | 0 | 0 | 0 | 0 | 0 | 0 | 0 | 0 | 0 | 0 | 0 | Please enter a description for the meter | FALSE | FALSE | FALSE | FALSE | FALSE | FALSE | FALSE | FALSE | TRUE | TRUE | FALSE | TRUE | FALSE | TRUE | TRUE | FALSE | Asset Type 2 Gross Internal Area (GIA), m2 | 0
|  |  |  | 10 | 0 | 0 | 0 | 0 | 0 | 0 | 0 | 0 | 0 | 0 | 0 | 0 | 0 | 0 | 0 | 0 | 0 | 0 | 0 | 0 | 0 | 0 | 0 | 0 | Please enter a description for the meter | FALSE | FALSE | FALSE | FALSE | FALSE | FALSE | FALSE | FALSE | TRUE | TRUE | FALSE | TRUE | FALSE | TRUE | TRUE | FALSE | Asset type 3 | 0
|  |  |  | 11 | 0 | 0 | 0 | 0 | 0 | 0 | 0 | 0 | 0 | 0 | 0 | 0 | 0 | 0 | 0 | 0 | 0 | 0 | 0 | 0 | 0 | 0 | 0 | 0 | Please enter a description for the meter | FALSE | FALSE | FALSE | FALSE | FALSE | FALSE | FALSE | FALSE | TRUE | TRUE | FALSE | TRUE | FALSE | TRUE | TRUE | FALSE | Asset Type 3 Gross Internal Area (GIA), m2 | 0
|  |  |  | 12 | 0 | 0 | 0 | 0 | 0 | 0 | 0 | 0 | 0 | 0 | 0 | 0 | 0 | 0 | 0 | 0 | 0 | 0 | 0 | 0 | 0 | 0 | 0 | 0 | Please enter a description for the meter | FALSE | FALSE | FALSE | FALSE | FALSE | FALSE | FALSE | FALSE | TRUE | TRUE | FALSE | TRUE | FALSE | TRUE | TRUE | FALSE | Asset type 4 | 0
|  |  |  | 13 | 0 | 0 | 0 | 0 | 0 | 0 | 0 | 0 | 0 | 0 | 0 | 0 | 0 | 0 | 0 | 0 | 0 | 0 | 0 | 0 | 0 | 0 | 0 | 0 | Please enter a description for the meter | FALSE | FALSE | FALSE | FALSE | FALSE | FALSE | FALSE | FALSE | TRUE | TRUE | FALSE | TRUE | FALSE | TRUE | TRUE | FALSE | Asset Type 4 Gross Internal Area (GIA), m2 | 0
|  |  |  | 14 | 0 | 0 | 0 | 0 | 0 | 0 | 0 | 0 | 0 | 0 | 0 | 0 | 0 | 0 | 0 | 0 | 0 | 0 | 0 | 0 | 0 | 0 | 0 | 0 | Please enter a description for the meter | FALSE | FALSE | FALSE | FALSE | FALSE | FALSE | FALSE | FALSE | TRUE | TRUE | FALSE | TRUE | FALSE | TRUE | TRUE | FALSE | Asset type 5 | 0
|  |  |  | 15 | 0 | 0 | 0 | 0 | 0 | 0 | 0 | 0 | 0 | 0 | 0 | 0 | 0 | 0 | 0 | 0 | 0 | 0 | 0 | 0 | 0 | 0 | 0 | 0 | Please enter a description for the meter | FALSE | FALSE | FALSE | FALSE | FALSE | FALSE | FALSE | FALSE | TRUE | TRUE | FALSE | TRUE | FALSE | TRUE | TRUE | FALSE | Asset Type 5 Gross Internal Area (GIA), m2 | 0
|  |  |  | 16 | 0 | 0 | 0 | 0 | 0 | 0 | 0 | 0 | 0 | 0 | 0 | 0 | 0 | 0 | 0 | 0 | 0 | 0 | 0 | 0 | 0 | 0 | 0 | 0 | Please enter a description for the meter | FALSE | FALSE | FALSE | FALSE | FALSE | FALSE | FALSE | FALSE | TRUE | TRUE | FALSE | TRUE | FALSE | TRUE | TRUE | FALSE | Feedback | Please enter the 'Asset name' below
|  |  |  | 17 | 0 | 0 | 0 | 0 | 0 | 0 | 0 | 0 | 0 | 0 | 0 | 0 | 0 | 0 | 0 | 0 | 0 | 0 | 0 | 0 | 0 | 0 | 0 | 0 | Please enter a description for the meter | FALSE | FALSE | FALSE | FALSE | FALSE | FALSE | FALSE | FALSE | TRUE | TRUE | FALSE | TRUE | FALSE | TRUE | TRUE | FALSE | Complete | FALSE
|  |  |  | 18 | 0 | 0 | 0 | 0 | 0 | 0 | 0 | 0 | 0 | 0 | 0 | 0 | 0 | 0 | 0 | 0 | 0 | 0 | 0 | 0 | 0 | 0 | 0 | 0 | Please enter a description for the meter | FALSE | FALSE | FALSE | FALSE | FALSE | FALSE | FALSE | FALSE | TRUE | TRUE | FALSE | TRUE | FALSE | TRUE | TRUE | FALSE
|  |  |  | 19 | 0 | 0 | 0 | 0 | 0 | 0 | 0 | 0 | 0 | 0 | 0 | 0 | 0 | 0 | 0 | 0 | 0 | 0 | 0 | 0 | 0 | 0 | 0 | 0 | Please enter a description for the meter | FALSE | FALSE | FALSE | FALSE | FALSE | FALSE | FALSE | FALSE | TRUE | TRUE | FALSE | TRUE | FALSE | TRUE | TRUE | FALSE
|  |  |  | 20 | 0 | 0 | 0 | 0 | 0 | 0 | 0 | 0 | 0 | 0 | 0 | 0 | 0 | 0 | 0 | 0 | 0 | 0 | 0 | 0 | 0 | 0 | 0 | 0 | Please enter a description for the meter | FALSE | FALSE | FALSE | FALSE | FALSE | FALSE | FALSE | FALSE | TRUE | TRUE | FALSE | TRUE | FALSE | TRUE | TRUE | FALSE

## v6 calculation (hidden)
Reference Benchmark | [8 empty] | Climate Adjusted Benchmarks
Asset Type 1 |  |  | end use | electricity | gas |  |  |  | end use | electricity | gas
0 | #N/A | #N/A | heating | #N/A | #N/A |  |  |  | heating | #N/A | #N/A
|  | #N/A | heating dist | #N/A | #N/A |  |  |  | heating dist | #N/A | #N/A
|  | #N/A | cooling | #N/A | #N/A |  |  |  | cooling | #N/A | #N/A
|  | #N/A | cooling dist | #N/A | #N/A |  |  |  | cooling dist | #N/A | #N/A
|  | #N/A | ventilation | #N/A | #N/A |  |  |  | ventilation | #N/A | #N/A
|  | #N/A | lighting | #N/A | #N/A |  |  |  | lighting | #N/A | #N/A
|  | #N/A | hot water | #N/A | #N/A |  |  |  | hot water | #N/A | #N/A
|  | #N/A | catering | #N/A | #N/A |  |  |  | catering | #N/A | #N/A
|  | #N/A | other equipment | #N/A | #N/A |  |  |  | other equipment | #N/A | #N/A
|  | #N/A | total | #N/A | #N/A |  |  |  | total | #N/A | #N/A
Asset Type 2 |  |  | end use | electricity | gas |  |  |  | end use | electricity | gas
0 | #N/A | #N/A | heating | #N/A | #N/A |  |  |  | heating | #N/A | #N/A
|  | #N/A | heating dist | #N/A | #N/A |  |  |  | heating dist | #N/A | #N/A
|  | #N/A | cooling | #N/A | #N/A |  |  |  | cooling | #N/A | #N/A
|  | #N/A | cooling dist | #N/A | #N/A |  |  |  | cooling dist | #N/A | #N/A
|  | #N/A | ventilation | #N/A | #N/A |  |  |  | ventilation | #N/A | #N/A
|  | #N/A | lighting | #N/A | #N/A |  |  |  | lighting | #N/A | #N/A
|  | #N/A | hot water | #N/A | #N/A |  |  |  | hot water | #N/A | #N/A
|  | #N/A | catering | #N/A | #N/A |  |  |  | catering | #N/A | #N/A
|  | #N/A | other equipment | #N/A | #N/A |  |  |  | other equipment | #N/A | #N/A
|  | #N/A | total | #N/A | #N/A |  |  |  | total | #N/A | #N/A
Asset Type 3 |  |  | end use | electricity | gas |  |  |  | end use | electricity | gas
0 | #N/A | #N/A | heating | #N/A | #N/A |  |  |  | heating | #N/A | #N/A
|  | #N/A | heating dist | #N/A | #N/A |  |  |  | heating dist | #N/A | #N/A
|  | #N/A | cooling | #N/A | #N/A |  |  |  | cooling | #N/A | #N/A
|  | #N/A | cooling dist | #N/A | #N/A |  |  |  | cooling dist | #N/A | #N/A
|  | #N/A | ventilation | #N/A | #N/A |  |  |  | ventilation | #N/A | #N/A
|  | #N/A | lighting | #N/A | #N/A |  |  |  | lighting | #N/A | #N/A
|  | #N/A | hot water | #N/A | #N/A |  |  |  | hot water | #N/A | #N/A
|  | #N/A | catering | #N/A | #N/A |  |  |  | catering | #N/A | #N/A
|  | #N/A | other equipment | #N/A | #N/A |  |  |  | other equipment | #N/A | #N/A
|  | #N/A | total | #N/A | #N/A |  |  |  | total | #N/A | #N/A
Asset Type 4 |  |  | end use | electricity | gas |  |  |  | end use | electricity | gas
0 | #N/A | #N/A | heating | #N/A | #N/A |  |  |  | heating | #N/A | #N/A
|  | #N/A | heating dist | #N/A | #N/A |  |  |  | heating dist | #N/A | #N/A
|  | #N/A | cooling | #N/A | #N/A |  |  |  | cooling | #N/A | #N/A
|  | #N/A | cooling dist | #N/A | #N/A |  |  |  | cooling dist | #N/A | #N/A
|  | #N/A | ventilation | #N/A | #N/A |  |  |  | ventilation | #N/A | #N/A
|  | #N/A | lighting | #N/A | #N/A |  |  |  | lighting | #N/A | #N/A
|  | #N/A | hot water | #N/A | #N/A |  |  |  | hot water | #N/A | #N/A
|  | #N/A | catering | #N/A | #N/A |  |  |  | catering | #N/A | #N/A
|  | #N/A | other equipment | #N/A | #N/A |  |  |  | other equipment | #N/A | #N/A
|  | #N/A | total | #N/A | #N/A |  |  |  | total | #N/A | #N/A
Asset Type 5 |  |  | end use | electricity | gas |  |  |  | end use | electricity | gas
0 | #N/A | #N/A | heating | #N/A | #N/A |  |  |  | heating | #N/A | #N/A
|  | #N/A | heating dist | #N/A | #N/A |  |  |  | heating dist | #N/A | #N/A
|  | #N/A | cooling | #N/A | #N/A |  |  |  | cooling | #N/A | #N/A
|  | #N/A | cooling dist | #N/A | #N/A |  |  |  | cooling dist | #N/A | #N/A
|  | #N/A | ventilation | #N/A | #N/A |  |  |  | ventilation | #N/A | #N/A
|  | #N/A | lighting | #N/A | #N/A |  |  |  | lighting | #N/A | #N/A
|  | #N/A | hot water | #N/A | #N/A |  |  |  | hot water | #N/A | #N/A
|  | #N/A | catering | #N/A | #N/A |  |  |  | catering | #N/A | #N/A
|  | #N/A | other equipment | #N/A | #N/A |  |  |  | other equipment | #N/A | #N/A
|  | #N/A | total | #N/A | #N/A |  |  |  | total | #N/A | #N/A
|  | Asset | Area | electricity | gas |  |  | Asset | Area | electricity | gas
|  | 1 | 0 | 0 | 0 |  |  | 1 | 0 | 0 | 0
|  | 2 | 0 | 0 | 0 |  |  | 2 | 0 | 0 | 0
|  | 3 | 0 | 0 | 0 |  |  | 3 | 0 | 0 | 0
|  | 4 | 0 | 0 | 0 |  |  | 4 | 0 | 0 | 0
|  | 5 | 0 | 0 | 0 |  |  | 5 | 0 | 0 | 0
|  |  | Area Weighted Average | #DIV/0! | #DIV/0! |  |  |  | Area Weighted Average | #DIV/0! | #DIV/0!
|  |  | STANDARD | [5 empty] | CLIMATE ADJUSTED
|  |  |  | Delivered Energy, kWh/m2/year | Carbon Emissions, kgCO2/m2/year |  |  |  |  | Delivered Energy, kWh/m2/year | Carbon Emissions, kgCO2/m2/year
|  |  | Electricity | #DIV/0! | #DIV/0! |  |  |  | Electricity | #DIV/0! | #DIV/0!
|  |  | Gas | #DIV/0! | #DIV/0! |  |  |  | Gas | #DIV/0! | #DIV/0!
|  |  | Total | #DIV/0! | #DIV/0! |  |  |  | Total | #DIV/0! | #DIV/0!
[benchmarks and scoring development CP03.02.2020.xlsx]improved translator curve'!$M$5
Actual consumption and emissions | [9 empty] | Operational Energy Rating |  |  |  |  | updated 13/02/20120
[15 empty] | % of benchmark | credits | exemplary credits
Energy Source | Delivered Energy, kWh, reporting period | Delivered Energy kWh per year | Primary Energy, kWh per year | Carbon Emissions, kgCO2eq per year | Start of reporting period | End of reporting period | Number of days | Middle of reporting period |  | CO2 Emissions |  | #DIV/0! | kgCO2eq/m2 |  | -1 | 50 | 5
[5 empty] | From | From | From | [7 empty] | -0.8 | 50 | 4
mains supplied electricity |  | 0 |  | 0 |  |  | 365 | [7 empty] | -0.6 | 50 | 3
Natural gas |  | 0 |  | 0 |  |  | 365 | [7 empty] | -0.4 | 50 | 2
Burning oil/kerosene |  | 0 |  | 0 |  |  | 365 | [7 empty] | -0.2 | 50 | 1
Gas oil |  | 0 |  | 0 |  |  | 365 | [7 empty] | 0 | 50
Fuel oil |  | 0 |  | 0 |  |  | 365 | [7 empty] | 0.0083778 | 49
Diesel |  | 0 |  | 0 |  |  | 365 | [7 empty] | 0.018093 | 48
LPG |  | 0 |  | 0 |  |  | 365 |  |  | BIU Operational Energy Credits |  |  | Credits (Rounded down and cap on 0) | Exemplary credits | 0.029246 | 47
Other petroleum gas |  | 0 |  | 0 |  |  | 365 | [7 empty] | 0.041934 | 46
Coal |  | 0 |  | 0 |  |  | 365 |  |  | Using CO2 Emissions |  | #DIV/0! | #DIV/0! | #DIV/0! | 0.056258 | 45
Biodiesels |  | 0 |  | 0 |  |  | 365 | [7 empty] | 0.072316 | 44
Landfill gas |  | 0 |  | 0 |  |  | 365 | [7 empty] | 0.090207 | 43
Other biogas |  | 0 |  | 0 |  |  | 365 | [7 empty] | 0.11003 | 42
Wood |  | 0 |  | 0 |  |  | 365 | [7 empty] | 0.13189 | 41
Renewable heat source or renewable cooling source |  | 0 |  | 0 |  |  | 365 | [7 empty] | 0.15587 | 40
District heating |  | 0 |  | 0 |  |  | 365 | [7 empty] | 0.18209 | 39
District cooling |  | 0 |  | 0 |  |  | 365 | [7 empty] | 0.21063 | 38
renewable electricity generated onsite |  | 0 |  | 0 |  |  | 365 | [7 empty] | 0.2416 | 37
0 | [6 empty] | 365 | [7 empty] | 0.2751 | 36
0 | [6 empty] | 365 | [7 empty] | 0.31123 | 35
0 | [6 empty] | 365 | [7 empty] | 0.35008 | 34
0 | [6 empty] | 365 | [7 empty] | 0.39175 | 33
0 | [6 empty] | 365 | [7 empty] | 0.43635 | 32
0 | [6 empty] | 365 | [7 empty] | 0.48397 | 31
Total |  | 0 |  | 0 |  |  | 0 | #DIV/0! | [6 empty] | 0.53471 | 30
Total per m2 |  | #DIV/0! |  | #DIV/0! | [10 empty] | 0.58867 | 29
[15 empty] | 0.64595 | 28
[15 empty] | 0.70665 | 27
Burning oil | [14 empty] | 0.77087 | 26
Diesel | [14 empty] | 0.83871 | 25
Fuel Oil | [14 empty] | 0.91026 | 24
Gas Oil | [14 empty] | 0.98563 | 23
Petrol | [14 empty] | 1.0649 | 22
LNG | [14 empty] | 1.1482 | 21
LPG | [14 empty] | 1.2356 | 20
Natural Gas | [14 empty] | 1.3272 | 19
Other Petroleum Gas | [14 empty] | 1.4232 | 18
Landfill Gas | [14 empty] | 1.5235 | 17
Coal (domestic) | [14 empty] | 1.6283 | 16
Coking coal | [14 empty] | 1.7378 | 15
Charcoal | [14 empty] | 1.852 | 14
Petroleum Coke | [14 empty] | 1.9709 | 13
Biodiesel | [14 empty] | 2.0948 | 12
Biogas | [14 empty] | 2.2237 | 11
Wood or waste wood | [14 empty] | 2.3577 | 10
Renewable Source | [14 empty] | 2.4969 | 9
District Heating | [14 empty] | 2.6414 | 8
District Cooling | [14 empty] | 2.7912 | 7
[15 empty] | 2.9466 | 6
[15 empty] | 3.1076 | 5
[15 empty] | 3.2743 | 4
[15 empty] | 3.4468 | 3
[15 empty] | 3.6252 | 2
[15 empty] | 3.8095 | 1
[15 empty] | 4 | 0

## v6 benchmarks (hidden)
[Copy of IBIU benchmarks v6 (Developing) Jan 2020v2.1endusecomp.xlsb.xlsx]end use breakdown'!B5:p65
|  | Space heating generation (elec) | Heat Distribution | Cooling generation | Cooling distribution | Mechanical Ventilation | Hot Water generation (elec) | Lighting | Other (elec) | Space heating generation (thermal) | Hot Water generation (thermal) | Other (thermal) | check other | check electric | other
1 | Airport terminal | 9.4121 | 3.6532 | 10.5874 | 3.6728 | 7.3162 | 1.7531 | 98.0879 | 91.1047 | 155.0824 | 58.18 | 57.0327 | 270.2952 | 225.5874 | 270.2952 | 1 |  |  |  | end use | electricity | gas | total
2 | Airport asset common areas* | 22.3491 | 14.5483 | 14.8308 | 15.6934 | 21.803 | 8.3858 | 55.3461 | 34.4945 | 45.1427 | 11.1391 | 2.9313 | 59.2131 | 187.451 | 59.2131 | 2 | Airport terminal | 1 | 1 | heating | 9.4121 | 155.0824 | 0
3 | Laboratory | 7.4857 | 0.091108 | 123.6649 | 6.0418 | 14.3247 | 1.5101 | 24.6288 | 71.5259 | 283.7784 | 27.859 | 0 | 311.6373 | 249.2731 | 311.6373 | 3 |  |  | 2 | heat distribution | 3.6532 |  | 0
4 | Commercial Laboratory asset common areas* | 22.3491 | 14.5483 | 14.8308 | 15.6934 | 21.803 | 8.3858 | 55.3461 | 34.4945 | 45.1427 | 11.1391 | 2.9313 | 59.2131 | 187.451 | 59.2131 | 4 |  |  | 3 | cooling | 10.5874 |  | 0
5 | Community hub | 12.3911 | 0.057575 | 2.736 | 1.0944 | 6.7031 | 1.9152 | 16.2791 | 0.70809 | 97.5059 | 7.429 | 14.858 | 119.7929 | 41.8846 | 119.7929 | 5 |  |  | 4 | cooling distribution | 3.6728 |  | 0
6 | Library | 11.8798 | 0.066796 | 2.4485 | 0.97941 | 0.13369 | 3.5418 | 44.7283 | 9.9372 | 69.5101 | 0 | 0 | 69.5101 | 73.7156 | 69.5101 | 6 |  |  | 5 | ventilation | 7.3162 |  | 0
7 | Place of worship | 12.3911 | 0.057575 | 2.736 | 1.0944 | 6.7031 | 1.9152 | 16.2791 | 0.70809 | 97.5059 | 7.429 | 14.858 | 119.7929 | 41.8846 | 119.7929 | 7 |  |  | 6 | lighting | 1.7531 |  | 0
8 | Community asset common areas* | 22.3491 | 14.5483 | 14.8308 | 15.6934 | 21.803 | 8.3858 | 55.3461 | 34.4945 | 45.1427 | 11.1391 | 2.9313 | 59.2131 | 187.451 | 59.2131 | 8 |  |  | 7 | hot water | 98.0879 | 58.18 | 0
9 | Further/Higher Education: Institutional catering | 2.8749 | 0.12509 | 3.5968 | 1.4032 | 15 | 2 | 22 | 91.0971 | 109 | 7 | 12 | 128 | 138.0971 | 128 | 9 |  |  | 8 | catering
10 | Further/Higher Education: lecture room (non-science) | 1.0903 | 0.11749 | 1.4379 | 0.57514 | 6.039 | 0.8052 | 8.8572 | 36.6758 | 73.1692 | 4.6989 | 8.0553 | 85.9235 | 55.5981 | 85.9235 | 10 |  |  | 9 | other equipment | 91.1047 | 57.0327 | 0
11 | Further/Higher Education: lecture room (science) | 1.563 | 0.16833 | 2.0612 | 0.82447 | 8.6569 | 1.1543 | 12.6968 | 52.5745 | 104.9157 | 6.7377 | 11.5504 | 123.2037 | 79.6994 | 123.2037 | 11 |  |  | 10 | total energy for fuel | 225.5874 | 270.2952 | 0
12 | Further/Higher Education: library | 2.6891 | 0.28973 | 3.5463 | 1.4185 | 14.8943 | 1.9859 | 21.845 | 90.4551 | 180.5089 | 11.5923 | 19.8725 | 211.9737 | 137.1239 | 211.9737 | 12
13 | Further/Higher Education: laboratory | 7.4857 | 0.091108 | 123.6649 | 6.0418 | 14.3247 | 1.5101 | 24.6288 | 71.5259 | 283.7784 | 27.859 | 0 | 311.6373 | 249.2731 | 311.6373 | 13 |  |  |  | end use | electricity | gas | total
14 | Primary school | 0.22615 | 0.22615 | 1.6154 | 0.64615 | 2.2615 | 11.3077 | 27.1384 | 4.4927 | 109.3357 | 15.2119 | 4.7537 | 129.3013 | 47.9142 | 129.3013 | 14 | Airport asset common areas* | 2 | 11 | heating | 22.3491 | 45.1427 | 0
15 | Secondary school | 2.5132 | 0.077719 | 2.776 | 1.1104 | 7.7727 | 3.8863 | 27.2044 | 2.5735 | 101.8391 | 18.3081 | 9.1541 | 129.3013 | 47.9142 | 129.3013 | 15 |  |  | 12 | heat distribution | 14.5483 |  | 0
16 | Residential college or school (halls of residence) | 13.6089 | 1.7056 | 0.21878 | 0.21878 | 2.1878 | 0 | 24.0657 | 44.9969 | 204.8633 | 74.2911 | 18.01 | 297.1644 | 87.0024 | 297.1644 | 16 |  |  | 13 | cooling | 14.8308 |  | 0
17 | Education asset common areas* | 22.3491 | 14.5483 | 14.8308 | 15.6934 | 21.803 | 8.3858 | 55.3461 | 34.4945 | 45.1427 | 11.1391 | 2.9313 | 59.2131 | 187.451 | 59.2131 | 17 |  |  | 14 | cooling distribution | 15.6934 |  | 0
18 | Cinema | 14.9633 | 10.0754 | 25.2739 | 10.0754 | 20.1507 | 12.72 | 52.6628 | 49.4999 | 227.06 | 0 | 21.1804 | 248.2404 | 195.4212 | 248.2404 | 18 |  |  | 15 | ventilation | 21.803 |  | 0
19 | Fast food restaurant or café | 8.0549 | 0.040274 | 8.0549 | 0.040274 | 12.0823 | 4.0274 | 12.0823 | 221.5087 | 21.2706 | 21.2706 | 241.0671 | 283.6084 | 265.891 | 283.6084 | 19 |  |  | 16 | lighting | 8.3858 |  | 0
20 | Performing arts theatre | 5.3269 | 0.29905 | 9.6567 | 10.5969 | 42.7576 | 1.1252 | 30.3804 | 0 | 169.2625 | 6.5101 | 6.5101 | 182.2827 | 100.1427 | 182.2827 | 20 |  |  | 17 | hot water | 55.3461 | 11.1391 | 0
21 | Restaurant | 7.2079 | 0.92899 | 7.9423 | 0.19454 | 12.2053 | 4.0684 | 12.2053 | 223.7639 | 20.8725 | 20.8725 | 236.5547 | 278.2997 | 268.5166 | 278.2997 | 21 |  |  | 18 | catering
22 | Entertainment asset common areas* | 22.3491 | 14.5483 | 14.8308 | 15.6934 | 21.803 | 8.3858 | 55.3461 | 34.4945 | 45.1427 | 11.1391 | 2.9313 | 59.2131 | 187.451 | 59.2131 | 22 |  |  | 19 | other equipment | 34.4945 | 2.9313 | 0
23 | Ambulance station | 5.6116 | 0.41824 | 4.4847 | 1.7939 | 0.83649 | 6.1681 | 51.4897 | 47.6867 | 173.8931 | 27.5545 | 6.9585 | 208.4061 | 118.4894 | 208.4061 | 23 |  |  | 20 | total energy for fuel | 187.451 | 59.2131 | 0
24 | Hospital: acute + maternity | 0.65564 | 2.0234 | 7.3673 | 7.3673 | 32.1484 | 4.0185 | 33.4879 | 48.2225 | 192.9371 | 67.7887 | 79.5214 | 340.2471 | 135.291 | 340.2471 | 24
25 | Hospital: cottage | 1.3354 | 1.3436 | 7.3673 | 7.3673 | 32.1484 | 4.0185 | 33.4879 | 48.2225 | 192.9371 | 67.7887 | 79.5214 | 340.2471 | 135.291 | 340.2471 | 25 |  |  |  | end use | electricity | gas | total
26 | Hospital: long stay | 1.3354 | 1.3436 | 7.3673 | 7.3673 | 32.1484 | 4.0185 | 33.4879 | 48.2225 | 192.9371 | 67.7887 | 79.5214 | 340.2471 | 135.291 | 340.2471 | 26 | Laboratory | 3 | 21 | heating | 7.4857 | 283.7784 | 0
27 | Hospital: teaching + specialist | 0.65564 | 2.0234 | 7.3673 | 7.3673 | 32.1484 | 4.0185 | 33.4879 | 48.2225 | 192.9371 | 67.7887 | 79.5214 | 340.2471 | 135.291 | 340.2471 | 27 |  |  | 22 | heat distribution | 0.091108 |  | 0
28 | Primary healthcare surgery | 7.2938 | 0.27817 | 4.0884 | 1.6353 | 0.55634 | 2.9641 | 33.5603 | 27.1265 | 140.0529 | 22.9235 | 0 | 162.9764 | 77.5029 | 162.9764 | 28 |  |  | 23 | cooling | 123.6649 |  | 0
29 | Healthcare asset common areas* | 22.3491 | 14.5483 | 14.8308 | 15.6934 | 21.803 | 8.3858 | 55.3461 | 34.4945 | 45.1427 | 11.1391 | 2.9313 | 59.2131 | 187.451 | 59.2131 | 29 |  |  | 24 | cooling distribution | 6.0418 |  | 0
30 | Hotel | 0 | 9.3189 | 5.083 | 4.2359 | 27.9567 | 4.6594 | 18.6378 | 46.5944 | 109.1294 | 48.502 | 48.502 | 206.1333 | 116.4861 | 206.1333 | 30 |  |  | 25 | ventilation | 14.3247 |  | 0
31 | Hospitality asset common areas* | 22.3491 | 14.5483 | 14.8308 | 15.6934 | 21.803 | 8.3858 | 55.3461 | 34.4945 | 45.1427 | 11.1391 | 2.9313 | 59.2131 | 187.451 | 59.2131 | 31 |  |  | 26 | lighting | 1.5101 |  | 0
32 | Distribution and storage | 15.3722 | 1.0142 | 2.644 | 1.4022 | 2.0284 | 0.59163 | 22.5677 | 15.4693 | 117.7165 | 15.3632 | 2.9059 | 135.9855 | 61.0896 | 135.9855 | 32 |  |  | 27 | hot water | 24.6288 | 27.859 | 0
33 | General manufacturing | 0 | 2 | 2.1818 | 1.8182 | 7 | 1 | 45 | 15 | 95 | 1 | 1 | 97 | 74 | 97 | 33 |  |  | 28 | catering
34 | Light manufacturing | 0 | 10.4952 | 1.7492 | 1.7492 | 1.7492 | 1.7492 | 45.4792 | 19.2412 | 165.9932 | 3.1922 | 0 | 169.1854 | 82.2124 | 169.1854 | 34 |  |  | 29 | other equipment | 71.5259 | 0 | 0
35 | Industrial asset common areas* | 22.3491 | 14.5483 | 14.8308 | 15.6934 | 21.803 | 8.3858 | 55.3461 | 34.4945 | 45.1427 | 11.1391 | 2.9313 | 59.2131 | 187.451 | 59.2131 | 35 |  |  | 30 | total energy for fuel | 249.2731 | 311.6373 | 0
36 | Cellular office | 0 | 20.4053 | 15.9806 | 8.5058 | 16.3242 | 6.8018 | 29.9277 | 0 | 119.3828 | 9.4748 | 3.7899 | 132.6475 | 97.9454 | 132.6475 | 36
37 | Open plan office | 9.669 | 10.7434 | 11.8975 | 12.5974 | 16.33 | 6.8042 | 29.9383 | 0 | 118.8955 | 9.4361 | 3.7745 | 132.1061 | 97.9798 | 132.1061 | 37 |  |  |  | end use | electricity | gas | total
38 | Office asset common areas* | 16.2717 | 18.0798 | 20.022 | 21.1999 | 27.4813 | 11.4505 | 50.3823 | 0 | 63.4093 | 5.0325 | 2.013 | 70.4548 | 164.8875 | 70.4548 | 38 | Commercial Laboratory asset common areas* | 4 | 31 | heating | 22.3491 | 45.1427 | 0
39 | Fire station | 5.6116 | 0.41824 | 4.4847 | 1.7939 | 0.83649 | 6.1681 | 51.4897 | 47.6867 | 173.8931 | 27.5545 | 6.9585 | 208.4061 | 118.4894 | 208.4061 | 39 |  |  | 32 | heat distribution | 14.5483 |  | 0
40 | Law court | 6.6715 | 0.037454 | 12.3226 | 4.929 | 16.2932 | 0.95842 | 16.2932 | 0 | 111.1812 | 2.8754 | 0.95846 | 115.015 | 57.5054 | 115.015 | 40 |  |  | 33 | cooling | 14.8308 |  | 0
41 | Police station | 9.3484 | 0.50394 | 6.8583 | 0.53098 | 9.8523 | 2.4631 | 88.6711 | 0 | 181.579 | 26.759 | 0 | 208.338 | 118.2281 | 208.338 | 41 |  |  | 34 | cooling distribution | 15.6934 |  | 0
42 | Town hall | 9.669 | 10.7434 | 11.8975 | 12.5974 | 16.33 | 6.8042 | 29.9383 | 0 | 118.8955 | 9.4361 | 3.7745 | 132.1061 | 97.9798 | 132.1061 | 42 |  |  | 35 | ventilation | 21.803 |  | 0
43 | Government services asset common areas* | 22.3491 | 14.5483 | 14.8308 | 15.6934 | 21.803 | 8.3858 | 55.3461 | 34.4945 | 45.1427 | 11.1391 | 2.9313 | 59.2131 | 187.451 | 59.2131 | 43 |  |  | 36 | lighting | 8.3858 |  | 0
44 | Residential care home | 13.6089 | 1.7056 | 0.21878 | 0.21878 | 2.1878 | 0 | 24.0657 | 44.9969 | 204.8633 | 74.2911 | 18.01 | 297.1644 | 87.0024 | 297.1644 | 44 |  |  | 37 | hot water | 55.3461 | 11.1391 | 0
45 | Residential college or school (halls of residence) | 42.0013 | 5.2641 | 0.67522 | 0.67522 | 6.7522 | 0 | 74.2742 | 138.8745 | 191.8581 | 69.5749 | 16.8666 | 278.2997 | 268.5166 | 278.2997 | 45 |  |  | 38 | catering
46 | Sheltered housing | 37.038 | 4.642 | 0.59543 | 0.59543 | 5.9543 | 0 | 65.4972 | 122.4636 | 31.7969 | 11.5308 | 2.7953 | 46.123 | 236.7859 | 46.123 | 46 |  |  | 39 | other equipment | 34.4945 | 2.9313 | 0
47 | Short stay housing units | 13.2954 | 1.6663 | 0.21374 | 0.21374 | 2.1374 | 0 | 23.5113 | 43.9604 | 70.7577 | 25.6594 | 6.2205 | 102.6375 | 84.9982 | 102.6375 | 47 |  |  | 40 | total energy for fuel | 187.451 | 59.2131 | 0
48 | Supportive Housing asset common areas* | 22.3491 | 14.5483 | 14.8308 | 15.6934 | 21.803 | 8.3858 | 55.3461 | 34.4945 | 45.1427 | 11.1391 | 2.9313 | 59.2131 | 187.451 | 59.2131 | 48
49 | Department store | 37.038 | 4.642 | 0.59543 | 0.59543 | 5.9543 | 0 | 65.4972 | 122.4636 | 31.7969 | 11.5308 | 2.7953 | 46.123 | 236.7859 | 46.123 | 49 |  |  |  | end use | electricity | gas | total
50 | Distribution warehouse | 12.1233 | 0.23793 | 12.0721 | 0.28904 | 7.2107 | 0 | 100.9497 | 5.1505 | 52.0887 | 0 | 0 | 52.0887 | 138.0333 | 52.0887 | 50 | Community hub | 5 | 41 | heating | 12.3911 | 97.5059 | 0
51 | Retail store | 37.038 | 4.642 | 0.59543 | 0.59543 | 5.9543 | 0 | 65.4972 | 122.4636 | 31.7969 | 11.5308 | 2.7953 | 46.123 | 236.7859 | 46.123 | 51 |  |  | 42 | heat distribution | 0.057575 |  | 0
52 | Retail services | 23.2837 | 1.2287 | 5.1951 | 1.4086 | 2.4574 | 2.8823 | 31.7232 | 16.8191 | 89.9826 | 12.6549 | 0 | 102.6375 | 84.9982 | 102.6375 | 52 |  |  | 43 | cooling | 2.736 |  | 0
53 | Small food shop | 53.5675 | 4.8061 | 22.9473 | 4.8061 | 9.6121 | 17.6061 | 122.4262 | 235.3933 | 54.5375 | 8.0369 | 8.9868 | 71.5613 | 471.1647 | 71.5613 | 53 |  |  | 44 | cooling distribution | 1.0944 |  | 0
54 | Supermarket | 4.4172 | 0.94892 | 2.2382 | 0.44488 | 24.1475 | 2.6831 | 52.7667 | 198.5459 | 113.0424 | 0.75867 | 8.3454 | 122.1464 | 286.1923 | 122.1464 | 54 |  |  | 45 | ventilation | 6.7031 |  | 0
55 | Retail asset common areas* | 32.8504 | 4.1172 | 0.52811 | 0.52811 | 5.2811 | 0 | 58.0919 | 108.6176 | 33.0712 | 11.9929 | 2.9074 | 47.9714 | 210.0144 | 47.9714 | 55 |  |  | 46 | lighting | 1.9152 |  | 0
56 | Fitness centre/gym | 58.0783 | 1.6126 | 0.90902 | 0.36361 | 6.1247 | 25.5275 | 6.3944 | 0.70966 | 174.5594 | 76.7252 | 2.1329 | 253.4176 | 99.7198 | 253.4176 | 56 |  |  | 47 | hot water | 16.2791 | 7.429 | 0
57 | Ice rink | 107.3743 | 4.8925 | 1.698 | 0.67919 | 24.7601 | 16.9368 | 26.6658 | 63.8783 | 55.8399 | 8.808 | 33.2198 | 97.8677 | 246.885 | 97.8677 | 57 |  |  | 48 | catering
58 | Indoor swimming pool | 147.9167 | 15.8932 | 0.54434 | 0.21773 | 15.2186 | 6.7742 | 10.2234 | 1.7311 | 664.7671 | 30.4444 | 7.7801 | 702.9916 | 198.5192 | 702.9916 | 58 |  |  | 49 | other equipment | 0.70809 | 14.858 | 0
59 | Sport asset common areas* | 22.3491 | 14.5483 | 14.8308 | 15.6934 | 21.803 | 8.3858 | 55.3461 | 34.4945 | 45.1427 | 11.1391 | 2.9313 | 59.2131 | 187.451 | 59.2131 | 59 |  |  | 50 | total energy for fuel | 41.8846 | 119.7929 | 0
60 | Vacant (Unfitted)* | 0 | 0 | 0 | 0 | 0 | 0 | 0 | 0 | 0 | 0 | 0 | 0 | 0 | 0 | 60
61 | Vacant (Unoccupied)* | 0 | 0 | 0 | 0 | 0 | 0 | 0 | 0 | 0 | 0 | 0 | 0 | 0 | 0 | 61 |  |  |  | end use | electricity | gas | total
[16 empty] | 0 | Library | 6 | 51 | heating | 11.8798 | 69.5101 | 0
[16 empty] | 0 |  |  | 52 | heat distribution | 0.066796 |  | 0
[19 empty] | 53 | cooling | 2.4485 |  | 0
[19 empty] | 54 | cooling distribution | 0.97941 |  | 0
[19 empty] | 55 | ventilation | 0.13369 |  | 0
[19 empty] | 56 | lighting | 3.5418 |  | 0
[19 empty] | 57 | hot water | 44.7283 | 0 | 0
[19 empty] | 58 | catering
[19 empty] | 59 | other equipment | 9.9372 | 0 | 0
[19 empty] | 60 | total energy for fuel | 73.7156 | 69.5101 | 0
[20 empty] | end use | electricity | gas | total
[17 empty] | Place of worship | 7 | 61 | heating | 12.3911 | 97.5059 | 0
[19 empty] | 62 | heat distribution | 0.057575 |  | 0
[19 empty] | 63 | cooling | 2.736 |  | 0
[19 empty] | 64 | cooling distribution | 1.0944 |  | 0
[19 empty] | 65 | ventilation | 6.7031 |  | 0
[19 empty] | 66 | lighting | 1.9152 |  | 0
[19 empty] | 67 | hot water | 16.2791 | 7.429 | 0
[19 empty] | 68 | catering
[19 empty] | 69 | other equipment | 0.70809 | 14.858 | 0
[19 empty] | 70 | total energy for fuel | 41.8846 | 119.7929 | 0
[20 empty] | end use | electricity | gas | total
[17 empty] | Community asset common areas* | 8 | 71 | heating | 22.3491 | 45.1427 | 0
[19 empty] | 72 | heat distribution | 14.5483 |  | 0
[19 empty] | 73 | cooling | 14.8308 |  | 0
[19 empty] | 74 | cooling distribution | 15.6934 |  | 0
[19 empty] | 75 | ventilation | 21.803 |  | 0
[19 empty] | 76 | lighting | 8.3858 |  | 0
[19 empty] | 77 | hot water | 55.3461 | 11.1391 | 0
[19 empty] | 78 | catering
[19 empty] | 79 | other equipment | 34.4945 | 2.9313 | 0
[19 empty] | 80 | total energy for fuel | 187.451 | 59.2131 | 0
[20 empty] | end use | electricity | gas | total
[17 empty] | Further/Higher Education: Institutional catering | 9 | 81 | heating | 2.8749 | 109 | 0
[19 empty] | 82 | heat distribution | 0.12509 |  | 0
[19 empty] | 83 | cooling | 3.5968 |  | 0
[19 empty] | 84 | cooling distribution | 1.4032 |  | 0
[19 empty] | 85 | ventilation | 15 |  | 0
[19 empty] | 86 | lighting | 2 |  | 0
[19 empty] | 87 | hot water | 22 | 7 | 0
[19 empty] | 88 | catering
[19 empty] | 89 | other equipment | 91.0971 | 12 | 0
[19 empty] | 90 | total energy for fuel | 138.0971 | 128 | 0
[20 empty] | end use | electricity | gas | total
[17 empty] | Further/Higher Education: lecture room (non-science) | 10 | 91 | heating | 1.0903 | 73.1692 | 0
[19 empty] | 92 | heat distribution | 0.11749 |  | 0
[19 empty] | 93 | cooling | 1.4379 |  | 0
[19 empty] | 94 | cooling distribution | 0.57514 |  | 0
[19 empty] | 95 | ventilation | 6.039 |  | 0
[19 empty] | 96 | lighting | 0.8052 |  | 0
[19 empty] | 97 | hot water | 8.8572 | 4.6989 | 0
[19 empty] | 98 | catering
[19 empty] | 99 | other equipment | 36.6758 | 8.0553 | 0
[19 empty] | 100 | total energy for fuel | 55.5981 | 85.9235 | 0
[20 empty] | end use | electricity | gas | total
[17 empty] | Further/Higher Education: lecture room (science) | 11 | 101 | heating | 1.563 | 104.9157 | 0
[19 empty] | 102 | heat distribution | 0.16833 |  | 0
[19 empty] | 103 | cooling | 2.0612 |  | 0
[19 empty] | 104 | cooling distribution | 0.82447 |  | 0
[19 empty] | 105 | ventilation | 8.6569 |  | 0
[19 empty] | 106 | lighting | 1.1543 |  | 0
[19 empty] | 107 | hot water | 12.6968 | 6.7377 | 0
[19 empty] | 108 | catering
[19 empty] | 109 | other equipment | 52.5745 | 11.5504 | 0
[19 empty] | 110 | total energy for fuel | 79.6994 | 123.2037 | 0
[20 empty] | end use | electricity | gas | total
[17 empty] | Further/Higher Education: library | 12 | 111 | heating | 2.6891 | 180.5089 | 0
[19 empty] | 112 | heat distribution | 0.28973 |  | 0
[19 empty] | 113 | cooling | 3.5463 |  | 0
[19 empty] | 114 | cooling distribution | 1.4185 |  | 0
[19 empty] | 115 | ventilation | 14.8943 |  | 0
[19 empty] | 116 | lighting | 1.9859 |  | 0
[19 empty] | 117 | hot water | 21.845 | 11.5923 | 0
[19 empty] | 118 | catering
[19 empty] | 119 | other equipment | 90.4551 | 19.8725 | 0
[19 empty] | 120 | total energy for fuel | 137.1239 | 211.9737 | 0
[20 empty] | end use | electricity | gas | total
[17 empty] | Further/Higher Education: laboratory | 13 | 121 | heating | 7.4857 | 283.7784 | 0
[19 empty] | 122 | heat distribution | 0.091108 |  | 0
[19 empty] | 123 | cooling | 123.6649 |  | 0
[19 empty] | 124 | cooling distribution | 6.0418 |  | 0
[19 empty] | 125 | ventilation | 14.3247 |  | 0
[19 empty] | 126 | lighting | 1.5101 |  | 0
[19 empty] | 127 | hot water | 24.6288 | 27.859 | 0
[19 empty] | 128 | catering
[19 empty] | 129 | other equipment | 71.5259 | 0 | 0
[19 empty] | 130 | total energy for fuel | 249.2731 | 311.6373 | 0
[20 empty] | end use | electricity | gas | total
[17 empty] | Primary school | 14 | 131 | heating | 0.22615 | 109.3357 | 0
[19 empty] | 132 | heat distribution | 0.22615 |  | 0
[19 empty] | 133 | cooling | 1.6154 |  | 0
[19 empty] | 134 | cooling distribution | 0.64615 |  | 0
[19 empty] | 135 | ventilation | 2.2615 |  | 0
[19 empty] | 136 | lighting | 11.3077 |  | 0
[19 empty] | 137 | hot water | 27.1384 | 15.2119 | 0
[19 empty] | 138 | catering
[19 empty] | 139 | other equipment | 4.4927 | 4.7537 | 0
[19 empty] | 140 | total energy for fuel | 47.9142 | 129.3013 | 0
[20 empty] | end use | electricity | gas | total
[17 empty] | Secondary school | 15 | 141 | heating | 2.5132 | 101.8391 | 0
[19 empty] | 142 | heat distribution | 0.077719 |  | 0
[19 empty] | 143 | cooling | 2.776 |  | 0
[19 empty] | 144 | cooling distribution | 1.1104 |  | 0
[19 empty] | 145 | ventilation | 7.7727 |  | 0
[19 empty] | 146 | lighting | 3.8863 |  | 0
[19 empty] | 147 | hot water | 27.2044 | 18.3081 | 0
[19 empty] | 148 | catering
[19 empty] | 149 | other equipment | 2.5735 | 9.1541 | 0
[19 empty] | 150 | total energy for fuel | 47.9142 | 129.3013 | 0
[20 empty] | end use | electricity | gas | total
[17 empty] | Residential college or school (halls of residence) | 16 | 151 | heating | 13.6089 | 204.8633 | 0
[19 empty] | 152 | heat distribution | 1.7056 |  | 0
[19 empty] | 153 | cooling | 0.21878 |  | 0
[19 empty] | 154 | cooling distribution | 0.21878 |  | 0
[19 empty] | 155 | ventilation | 2.1878 |  | 0
[19 empty] | 156 | lighting | 0 |  | 0
[19 empty] | 157 | hot water | 24.0657 | 74.2911 | 0
[19 empty] | 158 | catering
[19 empty] | 159 | other equipment | 44.9969 | 18.01 | 0
[19 empty] | 160 | total energy for fuel | 87.0024 | 297.1644 | 0
[20 empty] | end use | electricity | gas | total
[17 empty] | Education asset common areas* | 17 | 161 | heating | 22.3491 | 45.1427 | 0
[19 empty] | 162 | heat distribution | 14.5483 |  | 0
[19 empty] | 163 | cooling | 14.8308 |  | 0
[19 empty] | 164 | cooling distribution | 15.6934 |  | 0
[19 empty] | 165 | ventilation | 21.803 |  | 0
[19 empty] | 166 | lighting | 8.3858 |  | 0
[19 empty] | 167 | hot water | 55.3461 | 11.1391 | 0
[19 empty] | 168 | catering
[19 empty] | 169 | other equipment | 34.4945 | 2.9313 | 0
[19 empty] | 170 | total energy for fuel | 187.451 | 59.2131 | 0
[20 empty] | end use | electricity | gas | total
[17 empty] | Cinema | 18 | 171 | heating | 14.9633 | 227.06 | 0
[19 empty] | 172 | heat distribution | 10.0754 |  | 0
[19 empty] | 173 | cooling | 25.2739 |  | 0
[19 empty] | 174 | cooling distribution | 10.0754 |  | 0
[19 empty] | 175 | ventilation | 20.1507 |  | 0
[19 empty] | 176 | lighting | 12.72 |  | 0
[19 empty] | 177 | hot water | 52.6628 | 0 | 0
[19 empty] | 178 | catering
[19 empty] | 179 | other equipment | 49.4999 | 21.1804 | 0
[19 empty] | 180 | total energy for fuel | 195.4212 | 248.2404 | 0
[20 empty] | end use | electricity | gas | total
[17 empty] | Fast food restaurant or café | 19 | 181 | heating | 8.0549 | 21.2706 | 0
[19 empty] | 182 | heat distribution | 0.040274 |  | 0
[19 empty] | 183 | cooling | 8.0549 |  | 0
[19 empty] | 184 | cooling distribution | 0.040274 |  | 0
[19 empty] | 185 | ventilation | 12.0823 |  | 0
[19 empty] | 186 | lighting | 4.0274 |  | 0
[19 empty] | 187 | hot water | 12.0823 | 21.2706 | 0
[19 empty] | 188 | catering
[19 empty] | 189 | other equipment | 221.5087 | 241.0671 | 0
[19 empty] | 190 | total energy for fuel | 265.891 | 283.6084 | 0
[20 empty] | end use | electricity | gas | total
[17 empty] | Performing arts theatre | 20 | 191 | heating | 5.3269 | 169.2625 | 0
[19 empty] | 192 | heat distribution | 0.29905 |  | 0
[19 empty] | 193 | cooling | 9.6567 |  | 0
[19 empty] | 194 | cooling distribution | 10.5969 |  | 0
[19 empty] | 195 | ventilation | 42.7576 |  | 0
[19 empty] | 196 | lighting | 1.1252 |  | 0
[19 empty] | 197 | hot water | 30.3804 | 6.5101 | 0
[19 empty] | 198 | catering
[19 empty] | 199 | other equipment | 0 | 6.5101 | 0
[19 empty] | 200 | total energy for fuel | 100.1427 | 182.2827 | 0
[20 empty] | end use | electricity | gas | total
[17 empty] | Restaurant | 21 | 201 | heating | 7.2079 | 20.8725 | 0
[19 empty] | 202 | heat distribution | 0.92899 |  | 0
[19 empty] | 203 | cooling | 7.9423 |  | 0
[19 empty] | 204 | cooling distribution | 0.19454 |  | 0
[19 empty] | 205 | ventilation | 12.2053 |  | 0
[19 empty] | 206 | lighting | 4.0684 |  | 0
[19 empty] | 207 | hot water | 12.2053 | 20.8725 | 0
[19 empty] | 208 | catering
[19 empty] | 209 | other equipment | 223.7639 | 236.5547 | 0
[19 empty] | 210 | total energy for fuel | 268.5166 | 278.2997 | 0
[20 empty] | end use | electricity | gas | total
[17 empty] | Entertainment asset common areas* | 22 | 211 | heating | 22.3491 | 45.1427 | 0
[19 empty] | 212 | heat distribution | 14.5483 |  | 0
[19 empty] | 213 | cooling | 14.8308 |  | 0
[19 empty] | 214 | cooling distribution | 15.6934 |  | 0
[19 empty] | 215 | ventilation | 21.803 |  | 0
[19 empty] | 216 | lighting | 8.3858 |  | 0
[19 empty] | 217 | hot water | 55.3461 | 11.1391 | 0
[19 empty] | 218 | catering
[19 empty] | 219 | other equipment | 34.4945 | 2.9313 | 0
[19 empty] | 220 | total energy for fuel | 187.451 | 59.2131 | 0
[20 empty] | end use | electricity | gas | total
[17 empty] | Ambulance station | 23 | 221 | heating | 5.6116 | 173.8931 | 0
[19 empty] | 222 | heat distribution | 0.41824 |  | 0
[19 empty] | 223 | cooling | 4.4847 |  | 0
[19 empty] | 224 | cooling distribution | 1.7939 |  | 0
[19 empty] | 225 | ventilation | 0.83649 |  | 0
[19 empty] | 226 | lighting | 6.1681 |  | 0
[19 empty] | 227 | hot water | 51.4897 | 27.5545 | 0
[19 empty] | 228 | catering
[19 empty] | 229 | other equipment | 47.6867 | 6.9585 | 0
[19 empty] | 230 | total energy for fuel | 118.4894 | 208.4061 | 0
[20 empty] | end use | electricity | gas | total
[17 empty] | Hospital: acute + maternity | 24 | 231 | heating | 0.65564 | 192.9371 | 0
[19 empty] | 232 | heat distribution | 2.0234 |  | 0
[19 empty] | 233 | cooling | 7.3673 |  | 0
[19 empty] | 234 | cooling distribution | 7.3673 |  | 0
[19 empty] | 235 | ventilation | 32.1484 |  | 0
[19 empty] | 236 | lighting | 4.0185 |  | 0
[19 empty] | 237 | hot water | 33.4879 | 67.7887 | 0
[19 empty] | 238 | catering
[19 empty] | 239 | other equipment | 48.2225 | 79.5214 | 0
[19 empty] | 240 | total energy for fuel | 135.291 | 340.2471 | 0
[20 empty] | end use | electricity | gas | total
[17 empty] | Hospital: cottage | 25 | 241 | heating | 1.3354 | 192.9371 | 0
[19 empty] | 242 | heat distribution | 1.3436 |  | 0
[19 empty] | 243 | cooling | 7.3673 |  | 0
[19 empty] | 244 | cooling distribution | 7.3673 |  | 0
[19 empty] | 245 | ventilation | 32.1484 |  | 0
[19 empty] | 246 | lighting | 4.0185 |  | 0
[19 empty] | 247 | hot water | 33.4879 | 67.7887 | 0
[19 empty] | 248 | catering
[19 empty] | 249 | other equipment | 48.2225 | 79.5214 | 0
[19 empty] | 250 | total energy for fuel | 135.291 | 340.2471 | 0
[20 empty] | end use | electricity | gas | total
[17 empty] | Hospital: long stay | 26 | 251 | heating | 1.3354 | 192.9371 | 0
[19 empty] | 252 | heat distribution | 1.3436 |  | 0
[19 empty] | 253 | cooling | 7.3673 |  | 0
[19 empty] | 254 | cooling distribution | 7.3673 |  | 0
[19 empty] | 255 | ventilation | 32.1484 |  | 0
[19 empty] | 256 | lighting | 4.0185 |  | 0
[19 empty] | 257 | hot water | 33.4879 | 67.7887 | 0
[19 empty] | 258 | catering
[19 empty] | 259 | other equipment | 48.2225 | 79.5214 | 0
[19 empty] | 260 | total energy for fuel | 135.291 | 340.2471 | 0
[20 empty] | end use | electricity | gas | total
[17 empty] | Hospital: teaching + specialist | 27 | 261 | heating | 0.65564 | 192.9371 | 0
[19 empty] | 262 | heat distribution | 2.0234 |  | 0
[19 empty] | 263 | cooling | 7.3673 |  | 0
[19 empty] | 264 | cooling distribution | 7.3673 |  | 0
[19 empty] | 265 | ventilation | 32.1484 |  | 0
[19 empty] | 266 | lighting | 4.0185 |  | 0
[19 empty] | 267 | hot water | 33.4879 | 67.7887 | 0
[19 empty] | 268 | catering
[19 empty] | 269 | other equipment | 48.2225 | 79.5214 | 0
[19 empty] | 270 | total energy for fuel | 135.291 | 340.2471 | 0
[20 empty] | end use | electricity | gas | total
[17 empty] | Primary healthcare surgery | 28 | 271 | heating | 7.2938 | 140.0529 | 0
[19 empty] | 272 | heat distribution | 0.27817 |  | 0
[19 empty] | 273 | cooling | 4.0884 |  | 0
[19 empty] | 274 | cooling distribution | 1.6353 |  | 0
[19 empty] | 275 | ventilation | 0.55634 |  | 0
[19 empty] | 276 | lighting | 2.9641 |  | 0
[19 empty] | 277 | hot water | 33.5603 | 22.9235 | 0
[19 empty] | 278 | catering
[19 empty] | 279 | other equipment | 27.1265 | 0 | 0
[19 empty] | 280 | total energy for fuel | 77.5029 | 162.9764 | 0
[20 empty] | end use | electricity | gas | total
[17 empty] | Healthcare asset common areas* | 29 | 281 | heating | 22.3491 | 45.1427 | 0
[19 empty] | 282 | heat distribution | 14.5483 |  | 0
[19 empty] | 283 | cooling | 14.8308 |  | 0
[19 empty] | 284 | cooling distribution | 15.6934 |  | 0
[19 empty] | 285 | ventilation | 21.803 |  | 0
[19 empty] | 286 | lighting | 8.3858 |  | 0
[19 empty] | 287 | hot water | 55.3461 | 11.1391 | 0
[19 empty] | 288 | catering
[19 empty] | 289 | other equipment | 34.4945 | 2.9313 | 0
[19 empty] | 290 | total energy for fuel | 187.451 | 59.2131 | 0
[20 empty] | end use | electricity | gas | total
[17 empty] | Hotel | 30 | 291 | heating | 0 | 109.1294 | 0
[19 empty] | 292 | heat distribution | 9.3189 |  | 0
[19 empty] | 293 | cooling | 5.083 |  | 0
[19 empty] | 294 | cooling distribution | 4.2359 |  | 0
[19 empty] | 295 | ventilation | 27.9567 |  | 0
[19 empty] | 296 | lighting | 4.6594 |  | 0
[19 empty] | 297 | hot water | 18.6378 | 48.502 | 0
[19 empty] | 298 | catering
[19 empty] | 299 | other equipment | 46.5944 | 48.502 | 0
[19 empty] | 300 | total energy for fuel | 116.4861 | 206.1333 | 0
[20 empty] | end use | electricity | gas | total
[17 empty] | Hospitality asset common areas* | 31 | 301 | heating | 22.3491 | 45.1427 | 0
[19 empty] | 302 | heat distribution | 14.5483 |  | 0
[19 empty] | 303 | cooling | 14.8308 |  | 0
[19 empty] | 304 | cooling distribution | 15.6934 |  | 0
[19 empty] | 305 | ventilation | 21.803 |  | 0
[19 empty] | 306 | lighting | 8.3858 |  | 0
[19 empty] | 307 | hot water | 55.3461 | 11.1391 | 0
[19 empty] | 308 | catering
[19 empty] | 309 | other equipment | 34.4945 | 2.9313 | 0
[19 empty] | 310 | total energy for fuel | 187.451 | 59.2131 | 0
[20 empty] | end use | electricity | gas | total
[17 empty] | Distribution and storage | 32 | 311 | heating | 15.3722 | 117.7165 | 0
[19 empty] | 312 | heat distribution | 1.0142 |  | 0
[19 empty] | 313 | cooling | 2.644 |  | 0
[19 empty] | 314 | cooling distribution | 1.4022 |  | 0
[19 empty] | 315 | ventilation | 2.0284 |  | 0
[19 empty] | 316 | lighting | 0.59163 |  | 0
[19 empty] | 317 | hot water | 22.5677 | 15.3632 | 0
[19 empty] | 318 | catering
[19 empty] | 319 | other equipment | 15.4693 | 2.9059 | 0
[19 empty] | 320 | total energy for fuel | 61.0896 | 135.9855 | 0
[20 empty] | end use | electricity | gas | total
[17 empty] | General manufacturing | 33 | 321 | heating | 0 | 95 | 0
[19 empty] | 322 | heat distribution | 2 |  | 0
[19 empty] | 323 | cooling | 2.1818 |  | 0
[19 empty] | 324 | cooling distribution | 1.8182 |  | 0
[19 empty] | 325 | ventilation | 7 |  | 0
[19 empty] | 326 | lighting | 1 |  | 0
[19 empty] | 327 | hot water | 45 | 1 | 0
[19 empty] | 328 | catering
[19 empty] | 329 | other equipment | 15 | 1 | 0
[19 empty] | 330 | total energy for fuel | 74 | 97 | 0
[20 empty] | end use | electricity | gas | total
[17 empty] | Light manufacturing | 34 | 331 | heating | 0 | 165.9932 | 0
[19 empty] | 332 | heat distribution | 10.4952 |  | 0
[19 empty] | 333 | cooling | 1.7492 |  | 0
[19 empty] | 334 | cooling distribution | 1.7492 |  | 0
[19 empty] | 335 | ventilation | 1.7492 |  | 0
[19 empty] | 336 | lighting | 1.7492 |  | 0
[19 empty] | 337 | hot water | 45.4792 | 3.1922 | 0
[19 empty] | 338 | catering
[19 empty] | 339 | other equipment | 19.2412 | 0 | 0
[19 empty] | 340 | total energy for fuel | 82.2124 | 169.1854 | 0
[20 empty] | end use | electricity | gas | total
[17 empty] | Industrial asset common areas* | 35 | 341 | heating | 22.3491 | 45.1427 | 0
[19 empty] | 342 | heat distribution | 14.5483 |  | 0
[19 empty] | 343 | cooling | 14.8308 |  | 0
[19 empty] | 344 | cooling distribution | 15.6934 |  | 0
[19 empty] | 345 | ventilation | 21.803 |  | 0
[19 empty] | 346 | lighting | 8.3858 |  | 0
[19 empty] | 347 | hot water | 55.3461 | 11.1391 | 0
[19 empty] | 348 | catering
[19 empty] | 349 | other equipment | 34.4945 | 2.9313 | 0
[19 empty] | 350 | total energy for fuel | 187.451 | 59.2131 | 0
[20 empty] | end use | electricity | gas | total
[17 empty] | Cellular office | 36 | 351 | heating | 0 | 119.3828 | 0
[19 empty] | 352 | heat distribution | 20.4053 |  | 0
[19 empty] | 353 | cooling | 15.9806 |  | 0
[19 empty] | 354 | cooling distribution | 8.5058 |  | 0
[19 empty] | 355 | ventilation | 16.3242 |  | 0
[19 empty] | 356 | lighting | 6.8018 |  | 0
[19 empty] | 357 | hot water | 29.9277 | 9.4748 | 0
[19 empty] | 358 | catering
[19 empty] | 359 | other equipment | 0 | 3.7899 | 0
[19 empty] | 360 | total energy for fuel | 97.9454 | 132.6475 | 0
[20 empty] | end use | electricity | gas | total
[17 empty] | Open plan office | 37 | 361 | heating | 9.669 | 118.8955 | 0
[19 empty] | 362 | heat distribution | 10.7434 |  | 0
[19 empty] | 363 | cooling | 11.8975 |  | 0
[19 empty] | 364 | cooling distribution | 12.5974 |  | 0
[19 empty] | 365 | ventilation | 16.33 |  | 0
[19 empty] | 366 | lighting | 6.8042 |  | 0
[19 empty] | 367 | hot water | 29.9383 | 9.4361 | 0
[19 empty] | 368 | catering
[19 empty] | 369 | other equipment | 0 | 3.7745 | 0
[19 empty] | 370 | total energy for fuel | 97.9798 | 132.1061 | 0
[20 empty] | end use | electricity | gas | total
[17 empty] | Office asset common areas* | 38 | 371 | heating | 16.2717 | 63.4093 | 0
[19 empty] | 372 | heat distribution | 18.0798 |  | 0
[19 empty] | 373 | cooling | 20.022 |  | 0
[19 empty] | 374 | cooling distribution | 21.1999 |  | 0
[19 empty] | 375 | ventilation | 27.4813 |  | 0
[19 empty] | 376 | lighting | 11.4505 |  | 0
[19 empty] | 377 | hot water | 50.3823 | 5.0325 | 0
[19 empty] | 378 | catering
[19 empty] | 379 | other equipment | 0 | 2.013 | 0
[19 empty] | 380 | total energy for fuel | 164.8875 | 70.4548 | 0
[20 empty] | end use | electricity | gas | total
[17 empty] | Fire station | 39 | 381 | heating | 5.6116 | 173.8931 | 0
[19 empty] | 382 | heat distribution | 0.41824 |  | 0
[19 empty] | 383 | cooling | 4.4847 |  | 0
[19 empty] | 384 | cooling distribution | 1.7939 |  | 0
[19 empty] | 385 | ventilation | 0.83649 |  | 0
[19 empty] | 386 | lighting | 6.1681 |  | 0
[19 empty] | 387 | hot water | 51.4897 | 27.5545 | 0
[19 empty] | 388 | catering
[19 empty] | 389 | other equipment | 47.6867 | 6.9585 | 0
[19 empty] | 390 | total energy for fuel | 118.4894 | 208.4061 | 0
[20 empty] | end use | electricity | gas | total
[17 empty] | Law court | 40 | 391 | heating | 6.6715 | 111.1812 | 0
[19 empty] | 392 | heat distribution | 0.037454 |  | 0
[19 empty] | 393 | cooling | 12.3226 |  | 0
[19 empty] | 394 | cooling distribution | 4.929 |  | 0
[19 empty] | 395 | ventilation | 16.2932 |  | 0
[19 empty] | 396 | lighting | 0.95842 |  | 0
[19 empty] | 397 | hot water | 16.2932 | 2.8754 | 0
[19 empty] | 398 | catering
[19 empty] | 399 | other equipment | 0 | 0.95846 | 0
[19 empty] | 400 | total energy for fuel | 57.5054 | 115.015 | 0
[20 empty] | end use | electricity | gas | total
[17 empty] | Police station | 41 | 401 | heating | 9.3484 | 181.579 | 0
[19 empty] | 402 | heat distribution | 0.50394 |  | 0
[19 empty] | 403 | cooling | 6.8583 |  | 0
[19 empty] | 404 | cooling distribution | 0.53098 |  | 0
[19 empty] | 405 | ventilation | 9.8523 |  | 0
[19 empty] | 406 | lighting | 2.4631 |  | 0
[19 empty] | 407 | hot water | 88.6711 | 26.759 | 0
[19 empty] | 408 | catering
[19 empty] | 409 | other equipment | 0 | 0 | 0
[19 empty] | 410 | total energy for fuel | 118.2281 | 208.338 | 0
[20 empty] | end use | electricity | gas | total
[17 empty] | Town hall | 42 | 411 | heating | 9.669 | 118.8955 | 0
[19 empty] | 412 | heat distribution | 10.7434 |  | 0
[19 empty] | 413 | cooling | 11.8975 |  | 0
[19 empty] | 414 | cooling distribution | 12.5974 |  | 0
[19 empty] | 415 | ventilation | 16.33 |  | 0
[19 empty] | 416 | lighting | 6.8042 |  | 0
[19 empty] | 417 | hot water | 29.9383 | 9.4361 | 0
[19 empty] | 418 | catering
[19 empty] | 419 | other equipment | 0 | 3.7745 | 0
[19 empty] | 420 | total energy for fuel | 97.9798 | 132.1061 | 0
[20 empty] | end use | electricity | gas | total
[17 empty] | Government services asset common areas* | 43 | 421 | heating | 22.3491 | 45.1427 | 0
[19 empty] | 422 | heat distribution | 14.5483 |  | 0
[19 empty] | 423 | cooling | 14.8308 |  | 0
[19 empty] | 424 | cooling distribution | 15.6934 |  | 0
[19 empty] | 425 | ventilation | 21.803 |  | 0
[19 empty] | 426 | lighting | 8.3858 |  | 0
[19 empty] | 427 | hot water | 55.3461 | 11.1391 | 0
[19 empty] | 428 | catering
[19 empty] | 429 | other equipment | 34.4945 | 2.9313 | 0
[19 empty] | 430 | total energy for fuel | 187.451 | 59.2131 | 0
[20 empty] | end use | electricity | gas | total
[17 empty] | Residential care home | 44 | 431 | heating | 13.6089 | 204.8633 | 0
[19 empty] | 432 | heat distribution | 1.7056 |  | 0
[19 empty] | 433 | cooling | 0.21878 |  | 0
[19 empty] | 434 | cooling distribution | 0.21878 |  | 0
[19 empty] | 435 | ventilation | 2.1878 |  | 0
[19 empty] | 436 | lighting | 0 |  | 0
[19 empty] | 437 | hot water | 24.0657 | 74.2911 | 0
[19 empty] | 438 | catering
[19 empty] | 439 | other equipment | 44.9969 | 18.01 | 0
[19 empty] | 440 | total energy for fuel | 87.0024 | 297.1644 | 0
[20 empty] | end use | electricity | gas | total
[17 empty] | Residential college or school (halls of residence) | 45 | 441 | heating | 13.6089 | 204.8633 | 0
[19 empty] | 442 | heat distribution | 1.7056 |  | 0
[19 empty] | 443 | cooling | 0.21878 |  | 0
[19 empty] | 444 | cooling distribution | 0.21878 |  | 0
[19 empty] | 445 | ventilation | 2.1878 |  | 0
[19 empty] | 446 | lighting | 0 |  | 0
[19 empty] | 447 | hot water | 24.0657 | 74.2911 | 0
[19 empty] | 448 | catering
[19 empty] | 449 | other equipment | 44.9969 | 18.01 | 0
[19 empty] | 450 | total energy for fuel | 87.0024 | 297.1644 | 0
[20 empty] | end use | electricity | gas | total
[17 empty] | Sheltered housing | 46 | 451 | heating | 37.038 | 31.7969 | 0
[19 empty] | 452 | heat distribution | 4.642 |  | 0
[19 empty] | 453 | cooling | 0.59543 |  | 0
[19 empty] | 454 | cooling distribution | 0.59543 |  | 0
[19 empty] | 455 | ventilation | 5.9543 |  | 0
[19 empty] | 456 | lighting | 0 |  | 0
[19 empty] | 457 | hot water | 65.4972 | 11.5308 | 0
[19 empty] | 458 | catering
[19 empty] | 459 | other equipment | 122.4636 | 2.7953 | 0
[19 empty] | 460 | total energy for fuel | 236.7859 | 46.123 | 0
[20 empty] | end use | electricity | gas | total
[17 empty] | Short stay housing units | 47 | 461 | heating | 13.2954 | 70.7577 | 0
[19 empty] | 462 | heat distribution | 1.6663 |  | 0
[19 empty] | 463 | cooling | 0.21374 |  | 0
[19 empty] | 464 | cooling distribution | 0.21374 |  | 0
[19 empty] | 465 | ventilation | 2.1374 |  | 0
[19 empty] | 466 | lighting | 0 |  | 0
[19 empty] | 467 | hot water | 23.5113 | 25.6594 | 0
[19 empty] | 468 | catering
[19 empty] | 469 | other equipment | 43.9604 | 6.2205 | 0
[19 empty] | 470 | total energy for fuel | 84.9982 | 102.6375 | 0
[20 empty] | end use | electricity | gas | total
[17 empty] | Supportive Housing asset common areas* | 48 | 471 | heating | 22.3491 | 45.1427 | 0
[19 empty] | 472 | heat distribution | 14.5483 |  | 0
[19 empty] | 473 | cooling | 14.8308 |  | 0
[19 empty] | 474 | cooling distribution | 15.6934 |  | 0
[19 empty] | 475 | ventilation | 21.803 |  | 0
[19 empty] | 476 | lighting | 8.3858 |  | 0
[19 empty] | 477 | hot water | 55.3461 | 11.1391 | 0
[19 empty] | 478 | catering
[19 empty] | 479 | other equipment | 34.4945 | 2.9313 | 0
[19 empty] | 480 | total energy for fuel | 187.451 | 59.2131 | 0
[20 empty] | end use | electricity | gas | total
[17 empty] | Department store | 49 | 481 | heating | 37.038 | 31.7969 | 0
[19 empty] | 482 | heat distribution | 4.642 |  | 0
[19 empty] | 483 | cooling | 0.59543 |  | 0
[19 empty] | 484 | cooling distribution | 0.59543 |  | 0
[19 empty] | 485 | ventilation | 5.9543 |  | 0
[19 empty] | 486 | lighting | 0 |  | 0
[19 empty] | 487 | hot water | 65.4972 | 11.5308 | 0
[19 empty] | 488 | catering
[19 empty] | 489 | other equipment | 122.4636 | 2.7953 | 0
[19 empty] | 490 | total energy for fuel | 236.7859 | 46.123 | 0
[20 empty] | end use | electricity | gas | total
[17 empty] | Distribution warehouse | 50 | 491 | heating | 12.1233 | 52.0887 | 0
[19 empty] | 492 | heat distribution | 0.23793 |  | 0
[19 empty] | 493 | cooling | 12.0721 |  | 0
[19 empty] | 494 | cooling distribution | 0.28904 |  | 0
[19 empty] | 495 | ventilation | 7.2107 |  | 0
[19 empty] | 496 | lighting | 0 |  | 0
[19 empty] | 497 | hot water | 100.9497 | 0 | 0
[19 empty] | 498 | catering
[19 empty] | 499 | other equipment | 5.1505 | 0 | 0
[19 empty] | 500 | total energy for fuel | 138.0333 | 52.0887 | 0
[20 empty] | end use | electricity | gas | total
[17 empty] | Retail store | 51 | 501 | heating | 37.038 | 31.7969 | 0
[19 empty] | 502 | heat distribution | 4.642 |  | 0
[19 empty] | 503 | cooling | 0.59543 |  | 0
[19 empty] | 504 | cooling distribution | 0.59543 |  | 0
[19 empty] | 505 | ventilation | 5.9543 |  | 0
[19 empty] | 506 | lighting | 0 |  | 0
[19 empty] | 507 | hot water | 65.4972 | 11.5308 | 0
[19 empty] | 508 | catering
[19 empty] | 509 | other equipment | 122.4636 | 2.7953 | 0
[19 empty] | 510 | total energy for fuel | 236.7859 | 46.123 | 0
[20 empty] | end use | electricity | gas | total
[17 empty] | Retail services | 52 | 511 | heating | 23.2837 | 89.9826 | 0
[19 empty] | 512 | heat distribution | 1.2287 |  | 0
[19 empty] | 513 | cooling | 5.1951 |  | 0
[19 empty] | 514 | cooling distribution | 1.4086 |  | 0
[19 empty] | 515 | ventilation | 2.4574 |  | 0
[19 empty] | 516 | lighting | 2.8823 |  | 0
[19 empty] | 517 | hot water | 31.7232 | 12.6549 | 0
[19 empty] | 518 | catering
[19 empty] | 519 | other equipment | 16.8191 | 0 | 0
[19 empty] | 520 | total energy for fuel | 84.9982 | 102.6375 | 0
[20 empty] | end use | electricity | gas | total
[17 empty] | Small food shop | 53 | 521 | heating | 53.5675 | 54.5375 | 0
[19 empty] | 522 | heat distribution | 4.8061 |  | 0
[19 empty] | 523 | cooling | 22.9473 |  | 0
[19 empty] | 524 | cooling distribution | 4.8061 |  | 0
[19 empty] | 525 | ventilation | 9.6121 |  | 0
[19 empty] | 526 | lighting | 17.6061 |  | 0
[19 empty] | 527 | hot water | 122.4262 | 8.0369 | 0
[19 empty] | 528 | catering
[19 empty] | 529 | other equipment | 235.3933 | 8.9868 | 0
[19 empty] | 530 | total energy for fuel | 471.1647 | 71.5613 | 0
[20 empty] | end use | electricity | gas | total
[17 empty] | Supermarket | 54 | 531 | heating | 4.4172 | 113.0424 | 0
[19 empty] | 532 | heat distribution | 0.94892 |  | 0
[19 empty] | 533 | cooling | 2.2382 |  | 0
[19 empty] | 534 | cooling distribution | 0.44488 |  | 0
[19 empty] | 535 | ventilation | 24.1475 |  | 0
[19 empty] | 536 | lighting | 2.6831 |  | 0
[19 empty] | 537 | hot water | 52.7667 | 0.75867 | 0
[19 empty] | 538 | catering
[19 empty] | 539 | other equipment | 198.5459 | 8.3454 | 0
[19 empty] | 540 | total energy for fuel | 286.1923 | 122.1464 | 0
[20 empty] | end use | electricity | gas | total
[17 empty] | Retail asset common areas* | 55 | 541 | heating | 32.8504 | 33.0712 | 0
[19 empty] | 542 | heat distribution | 4.1172 |  | 0
[19 empty] | 543 | cooling | 0.52811 |  | 0
[19 empty] | 544 | cooling distribution | 0.52811 |  | 0
[19 empty] | 545 | ventilation | 5.2811 |  | 0
[19 empty] | 546 | lighting | 0 |  | 0
[19 empty] | 547 | hot water | 58.0919 | 11.9929 | 0
[19 empty] | 548 | catering
[19 empty] | 549 | other equipment | 108.6176 | 2.9074 | 0
[19 empty] | 550 | total energy for fuel | 210.0144 | 47.9714 | 0
[20 empty] | end use | electricity | gas | total
[17 empty] | Fitness centre/gym | 56 | 551 | heating | 58.0783 | 174.5594 | 0
[19 empty] | 552 | heat distribution | 1.6126 |  | 0
[19 empty] | 553 | cooling | 0.90902 |  | 0
[19 empty] | 554 | cooling distribution | 0.36361 |  | 0
[19 empty] | 555 | ventilation | 6.1247 |  | 0
[19 empty] | 556 | lighting | 25.5275 |  | 0
[19 empty] | 557 | hot water | 6.3944 | 76.7252 | 0
[19 empty] | 558 | catering
[19 empty] | 559 | other equipment | 0.70966 | 2.1329 | 0
[19 empty] | 560 | total energy for fuel | 99.7198 | 253.4176 | 0
[20 empty] | end use | electricity | gas | total
[17 empty] | Ice rink | 57 | 561 | heating | 107.3743 | 55.8399 | 0
[19 empty] | 562 | heat distribution | 4.8925 |  | 0
[19 empty] | 563 | cooling | 1.698 |  | 0
[19 empty] | 564 | cooling distribution | 0.67919 |  | 0
[19 empty] | 565 | ventilation | 24.7601 |  | 0
[19 empty] | 566 | lighting | 16.9368 |  | 0
[19 empty] | 567 | hot water | 26.6658 | 8.808 | 0
[19 empty] | 568 | catering
[19 empty] | 569 | other equipment | 63.8783 | 33.2198 | 0
[19 empty] | 570 | total energy for fuel | 246.885 | 97.8677 | 0
[20 empty] | end use | electricity | gas | total
[17 empty] | Indoor swimming pool | 58 | 571 | heating | 147.9167 | 664.7671 | 0
[19 empty] | 572 | heat distribution | 15.8932 |  | 0
[19 empty] | 573 | cooling | 0.54434 |  | 0
[19 empty] | 574 | cooling distribution | 0.21773 |  | 0
[19 empty] | 575 | ventilation | 15.2186 |  | 0
[19 empty] | 576 | lighting | 6.7742 |  | 0
[19 empty] | 577 | hot water | 10.2234 | 30.4444 | 0
[19 empty] | 578 | catering
[19 empty] | 579 | other equipment | 1.7311 | 7.7801 | 0
[19 empty] | 580 | total energy for fuel | 198.5192 | 702.9916 | 0
[20 empty] | end use | electricity | gas | total
[17 empty] | Sport asset common areas* | 59 | 581 | heating | 22.3491 | 45.1427 | 0
[19 empty] | 582 | heat distribution | 14.5483 |  | 0
[19 empty] | 583 | cooling | 14.8308 |  | 0
[19 empty] | 584 | cooling distribution | 15.6934 |  | 0
[19 empty] | 585 | ventilation | 21.803 |  | 0
[19 empty] | 586 | lighting | 8.3858 |  | 0
[19 empty] | 587 | hot water | 55.3461 | 11.1391 | 0
[19 empty] | 588 | catering
[19 empty] | 589 | other equipment | 34.4945 | 2.9313 | 0
[19 empty] | 590 | total energy for fuel | 187.451 | 59.2131 | 0
[20 empty] | end use | electricity | gas | total
[17 empty] | Vacant (Unfitted)* | 60 | 591 | heating | 0 | 0 | 0
[19 empty] | 592 | heat distribution | 0 |  | 0
[19 empty] | 593 | cooling | 0 |  | 0
[19 empty] | 594 | cooling distribution | 0 |  | 0
[19 empty] | 595 | ventilation | 0 |  | 0
[19 empty] | 596 | lighting | 0 |  | 0
[19 empty] | 597 | hot water | 0 | 0 | 0
[19 empty] | 598 | catering
[19 empty] | 599 | other equipment | 0 | 0 | 0
[19 empty] | 600 | total energy for fuel | 0 | 0 | 0
[20 empty] | end use | electricity | gas | total
[17 empty] | Vacant (Unoccupied)* | 61 | 601 | heating | 0 | 0 | 0
[19 empty] | 602 | heat distribution | 0 |  | 0
[19 empty] | 603 | cooling | 0 |  | 0
[19 empty] | 604 | cooling distribution | 0 |  | 0
[19 empty] | 605 | ventilation | 0 |  | 0
[19 empty] | 606 | lighting | 0 |  | 0
[19 empty] | 607 | hot water | 0 | 0 | 0
[19 empty] | 608 | catering
[19 empty] | 609 | other equipment | 0 | 0 | 0
[19 empty] | 610 | total energy for fuel | 0 | 0 | 0

## v6 picksheet (hidden)
mains supplied electricity | Heating | Yes | 0.5052 |  |  | From | [CO2 & DD master.xlsx]updated values'
Natural gas | Cooling | No | 0.20776 |  |  |  | replaced with latest available on 28/01/2020
Burning oil/kerosene | Ventilation |  | 0.29805 | Country | HDD | CDD | Elec CO2 Emissions
Gas oil | Electrical (lighting etc.) |  | 0.31564 | Afghanistan | 2209 | 1049 | 0.30782
Fuel oil |  |  | 0.31858 | Albania | 1724 | 683 | 0.03244
Diesel |  |  | 0.31564 | Algeria | 1177 | 1154 | 0.68812
LPG |  |  | 0.24144 | Angola | 42 | 1510 | 0.0982
Other petroleum gas |  |  | 0.2082 | Antigua & Barbuda | 2000 | 1000 | 0.48861
Coal |  |  | 0.39449 | Argentina | 1059 | 889 | 0.30337
Biodiesels |  |  | 0.04118 | Armenia | 3282 | 532 | 0.13829
Landfill gas |  |  | 0.00017998 | Australia | 828 | 839 | 0.92053
Other biogas |  |  | 0.021839 | Austria | 3446 | 173 | 0.0851
Wood |  |  | 0.048902 | Azerbaijan | 2056 | 720 | 0.47348
Renewable heat source or renewable cooling source |  |  | 0.1 | Bahamas | 22 | 2521 | 0.48861
District heating |  |  | 0.14572 | Bahrain | 2000 | 1000 | 0.82486 |  | From | [Copy of Operational_Energy_Calc_Clean_BIUv6_v2.31.xls]Lookups'!J15
District cooling |  |  | 0.1 | Bangladesh | 3 | 2820 | 0.58433 |  | CO2 Factors
renewable electricity generated onsite |  |  | -0.5052 | Barbados | 0 | 3270 | 0.48861 | Natural gas |  | 0.20776
|  |  |  | Belarus | 4299 | 88 | 0.29638 | Burning oil/kerosene |  | 0.29805
|  |  |  | Belgium | 3009 | 102 | 0.1696 | Gas oil |  | 0.31564
|  |  |  | Belize | 0 | 2916 | 0.48861 | Fuel oil |  | 0.31858
|  |  |  | Benin | 1 | 3532 | 0.69621 | Diesel |  | 0.31564
|  |  |  | Bhutan | 2000 | 1000 | 0.30782 | LPG |  | 0.24144
|  |  |  | Bolivia | 2399 | 400 | 0.50497 | Other petroleum gas |  | 0.2082
|  |  |  | Bosnia & Herzegovina | 2949 | 261 | 0.32978 | Coal |  | 0.39449
|  |  |  | Botswana | 360 | 1637 | 1.8515 | Biodiesels |  | 0.04118
|  |  |  | Brazil | 118 | 2015 | 0.081438 | Landfill gas |  | 0.00017998
|  |  |  | Brunei | 0 | 3516 | 0.30782 | Other biogas |  | 0.021839
|  |  |  | Bulgaria | 2624 | 430 | 0.4702 | Wood |  | 0.048902
|  |  |  | Burkina Faso | 1 | 3903 | 0.48861 | Renewable heat source or renewable cooling source |  | 0.1
|  |  |  | Burundi | 0 | 1953 | 0.48861 | District heating |  | 0.14572
|  |  |  | Cambodia | 0 | 3323 | 1.0049 | District cooling |  | 0.1
|  |  |  | Cameroon | 0 | 2682 | 0.042536
|  |  |  | Canada | 4493 | 171 | 0.18418
|  |  |  | Cape Verde | 0 | 2299 | 0.48861
|  |  |  | Central African Republic | 0 | 2560 | 0.48861
|  |  |  | Chad | 0 | 3566 | 0.48861
|  |  |  | Chile | 1613 | 225 | 0.29424
|  |  |  | China | 2158 | 1046 | 0.30782
|  |  |  | Colombia | 677 | 2119 | 0.14962
|  |  |  | Comoros | 0 | 2715 | 0.48861
|  |  |  | Congo | 0 | 2462 | 0.10233
|  |  |  | Congo, Dem. Republic | 6 | 1842 | 0.48861
|  |  |  | Cook Islands | 0 | 2566 | 0.58534
|  |  |  | Costa Rica | 1 | 1487 | 0.047399
|  |  |  | Côte d'Ivoire | 0 | 2937 | 0.43622
|  |  |  | Croatia | 2289 | 418 | 0.21
|  |  |  | Cuba | 8 | 2760 | 1.0194
|  |  |  | Cyprus | 710 | 1091 | 0.6769
|  |  |  | Czech Republic | 3569 | 108 | 0.52663
|  |  |  | Denmark | 3621 | 40 | 0.1661
|  |  |  | Djibouti | 2000 | 1000 | 0.48861
|  |  |  | Dominica | 2000 | 1000 | 0.48861
|  |  |  | Dominican Republic | 0 | 3053 | 0.62386
|  |  |  | Ecuador | 751 | 1343 | 0.39573
|  |  |  | Egypt | 400 | 1836 | 0.46981
|  |  |  | El Salvador | 0 | 2215 | 0.21673
|  |  |  | Equatorial Guinea | 2000 | 1000 | 0.48861
|  |  |  | Eritrea | 557 | 1230 | 0.69034
|  |  |  | Estonia | 4605 | 38 | 0.8189
|  |  |  | Ethiopia | 190 | 536 | 0.002914
|  |  |  | Fiji | 0 | 2595 | 0.58534
|  |  |  | Finland | 5212 | 48 | 0.1128
|  |  |  | France | 2478 | 241 | 0.0585
|  |  |  | Gabon | 0 | 2669 | 0.34666
|  |  |  | Gambia | 0 | 3603 | 0.48861
|  |  |  | Georgia | 2216 | 589 | 0.14497
|  |  |  | Germany | 3252 | 122 | 0.4408
|  |  |  | Ghana | 0 | 2949 | 0.2757
|  |  |  | Greece | 1269 | 923 | 0.623
|  |  |  | Grenada | 2000 | 1000 | 0.48861
|  |  |  | Guatemala | 174 | 839 | 0.33441
|  |  |  | Guinea | 0 | 2674 | 0.48861
|  |  |  | Guinea-Bissau | 0 | 3098 | 0.48861
|  |  |  | Guyana | 0 | 3363 | 0.48861
|  |  |  | Haiti | 0 | 3093 | 0.30518
|  |  |  | Honduras | 2 | 2289 | 0.41325
|  |  |  | Hungary | 3057 | 256 | 0.2604
|  |  |  | Iceland | 5031 | 40 | 0.000542
|  |  |  | India | 80 | 3120 | 0.94404
|  |  |  | Indonesia | 0 | 3545 | 0.67673
|  |  |  | Iran | 1813 | 1037 | 0.51435
|  |  |  | Iraq | 744 | 2444 | 0.70091
|  |  |  | Ireland | 2977 | 19 | 0.4249
|  |  |  | Israel | 756 | 1244 | 0.77365
|  |  |  | Italy | 1838 | 600 | 0.2562
|  |  |  | Jamaica | 0 | 3525 | 0.82976
|  |  |  | Japan | 1901 | 896 | 0.41835
|  |  |  | Jordan | 1173 | 1122 | 0.60187
|  |  |  | Kazakhstan | 4575 | 481 | 0.52003
|  |  |  | Kenya | 91 | 1265 | 0.31749
|  |  |  | Kiribati | 0 | 3798 | 0.58534
|  |  |  | Korea (North) | 3389 | 493 | 0.5332
|  |  |  | Korea (South) | 2480 | 744 | 0.46434
|  |  |  | Kuwait | 322 | 3166 | 0.64292
|  |  |  | Kyrgyzstan | 3161 | 682 | 0.079161
|  |  |  | Laos | 0 | 2833 | 0.30782
|  |  |  | Latvia | 4237 | 58 | 0.1049
|  |  |  | Lebanon | 1117 | 812 | 0.69465
|  |  |  | Lesotho | 2000 | 1000 | 0.48861
|  |  |  | Liberia | 0 | 2851 | 0.48861
|  |  |  | Libya | 606 | 1670 | 0.87883
|  |  |  | Lithuania | 4218 | 68 | 0.018
|  |  |  | Luxembourg | 3467 | 99 | 0.2193
|  |  |  | Macedonia, FYR | 2647 | 430 | 0.32978
|  |  |  | Madagascar | 200 | 1607 | 0.48861
|  |  |  | Malawi | 135 | 992 | 0.48861
|  |  |  | Malaysia | 0 | 3411 | 0.65536
|  |  |  | Maldives | 2000 | 1000 | 0.30782
|  |  |  | Mali | 2 | 4064 | 0.48861
|  |  |  | Malta | 725 | 1043 | 0.648
|  |  |  | Mauritania | 4 | 3525 | 0.48861
|  |  |  | Mauritius | 8 | 2148 | 0.48861
|  |  |  | Mexico | 364 | 1560 | 0.54129
|  |  |  | Moldova | 3317 | 325 | 0.47557
|  |  |  | Mongolia | 6681 | 82 | 0.52331
|  |  |  | Morocco | 772 | 910 | 0.7079
|  |  |  | Mozambique | 21 | 2085 | 0.0010178
|  |  |  | Myanmar | 0 | 3180 | 0.33822
|  |  |  | Namibia | 450 | 1242 | 0.075647
|  |  |  | Nauru | 0 | 3599 | 0.58534
|  |  |  | Nepal | 762 | 970 | 0.0037996
|  |  |  | Netherlands | 3035 | 68 | 0.5052
|  |  |  | New Zealand | 1609 | 165 | 0.3091
|  |  |  | Nicaragua | 0 | 3250 | 0.54976
|  |  |  | Niger | 3 | 4033 | 0.48861
|  |  |  | Nigeria | 0 | 3111 | 0.38614
|  |  |  | Niue | 0 | 2463 | 0.58534
|  |  |  | Norway | 4535 | 43 | 0.006867
|  |  |  | Oman | 0 | 3657 | 0.85611
|  |  |  | Pakistan | 831 | 2810 | 0.41281
|  |  |  | Palau | 0 | 3498 | 0.58534
|  |  |  | Panama | 0 | 3638 | 0.22884
|  |  |  | Papua New Guinea | 1 | 3286 | 0.58534
|  |  |  | Paraguay | 239 | 2197 | 0
|  |  |  | Peru | 285 | 1174 | 0.17232
|  |  |  | Philippines | 2 | 3508 | 0.43501
|  |  |  | Poland | 3719 | 100 | 0.7733
|  |  |  | Portugal | 1367 | 345 | 0.3247
|  |  |  | Qatar | 29 | 3374 | 0.62571
|  |  |  | Romania | 3157 | 290 | 0.306
|  |  |  | Russia | 5235 | 197 | 0.32857
|  |  |  | Rwanda | 2000 | 1000 | 0.48861
|  |  |  | Saint Kitts & Nevis | 1 | 3541 | 0.50899
|  |  |  | Saint Lucia | 2000 | 1000 | 0.58534
|  |  |  | Saint Vincent & Grenadines | 2000 | 1000 | 0.58534
|  |  |  | Samoa | 0 | 3280 | 0.58534
|  |  |  | Sao Tome & Principe | 0 | 2675 | 0.48861
|  |  |  | Saudi Arabia | 311 | 3136 | 0.75537
|  |  |  | Senegal | 1 | 3379 | 0.72589
|  |  |  | Serbia & Montenegro | 2813 | 334 | 0.71559
|  |  |  | Seychelles | 3 | 3460 | 0.48861
|  |  |  | Sierra Leone | 0 | 3093 | 0.48861
|  |  |  | Singapore | 0 | 3261 | 0.53606
|  |  |  | Slovakia | 3498 | 158 | 0.1323
|  |  |  | Slovenia | 3290 | 189 | 0.2541
|  |  |  | Solomon Islands | 0 | 3093 | 0.30782
|  |  |  | South Africa | 630 | 824 | 0.869
|  |  |  | Spain | 1431 | 702 | 0.2654
|  |  |  | Sri Lanka | 87 | 2943 | 0.31372
|  |  |  | Sudan | 0 | 3486 | 0.61392
|  |  |  | Suriname | 0 | 3252 | 0.48861
|  |  |  | Swaziland | 2000 | 1000 | 0.48861
|  |  |  | Sweden | 4375 | 45 | 0.0133
|  |  |  | Switzerland | 3419 | 137 | 0.025723
|  |  |  | Syria | 1388 | 1187 | 0.6044
|  |  |  | Taiwan | 231 | 2132 | 0.30782
|  |  |  | Tajikistan | 2054 | 1203 | 0.028018
|  |  |  | Tanzania | 2 | 2922 | 0.31551
|  |  |  | Thailand | 1 | 3567 | 0.51093
|  |  |  | Togo | 1 | 3318 | 0.45867
|  |  |  | Tonga | 0 | 2190 | 0.58534
|  |  |  | Trinidad & | 0 | 3316 | 0.58534
|  |  |  | Tunisia | 892 | 1184 | 0.54586
|  |  |  | Turkey | 2048 | 641 | 0.43822
|  |  |  | Turkmenistan | 2218 | 1235 | 0.79513
|  |  |  | Uganda | 0 | 1458 | 0.48861
|  |  |  | Ukraine | 3752 | 224 | 0.34433
|  |  |  | United Arab Emirates | 4 | 3294 | 0.81999
|  |  |  | United Kingdom | 2810 | 66 | 0.2811
United States of America
|  |  |  | Uruguay | 1019 | 732 | 0.29635
|  |  |  | Uzbekistan | 2251 | 1144 | 0.44636
|  |  |  | Vanuatu | 1 | 2545 | 0.58534
|  |  |  | Venezuela | 1 | 2381 | 0.20844
|  |  |  | Vietnam | 81 | 3016 | 0.39631
|  |  |  | Yemen | 0 | 3868 | 0.82303
|  |  |  | Zambia | 105 | 1087 | 0.0067574
|  |  |  | Zimbabwe | 349 | 1010 | 0.57277
|  |  |  | Cooling | 0.2
|  |  |  | Heating | 0.8